## COVER
Dataset | 1H 2022 LCOE Update - Charts
Date | 2022-06-30
Contact | Amar Vasdev Tifenn Brandily
Bloomberg Terminal: press <Help> key twice
support.bnef@bloomberg.net
Description | This spreadsheet contains data and charts from the 1H 2022 LCOE update.
Contents
Global LCOE benchmarks | Global LCOE benchmarks
Key messages -->
Global LCOEs by tech | Global LCOEs by technology
Turbine prices | Regional onshore wind turbine prices by signing date (USD)
Global wind LCOE benchmarks | Global onshore and offshore wind LCOE benchmarks with and without China, 1H 2021-2022
PV cost inflation | PV cost inflation
Onshore wind cost inflation | Onshore wind cost inflation
Battery costs | Energy storage project costs 2021, based on usable capacity
Storage LCOE | Storage LCOE 1H 2021 versus 1H 2022
Coal & gas cost inflation | Coal & gas cost inflation
Key long-term trends ->
PV mono vs multi panels | Mono vs multi share
PV bifacial vs monofacial | Share of bifacial module among all silicon PV
Project size, Utility-scale PV | Project size, Utility-scale PV
Turbine size, Onshore wind | Turbine size, Onshore wind
Project size, Onshore wind | Project size, Onshore wind
Onshore wind capacity factors | Onshore wind capacity factors, global
Turbine Size, Offshore wind | Turbine size, offshore wind
Project size, Offshore wind | Project size, Offshore wind
Battery storage characteristics | Battery storage project characteristics, global
APAC spotlight -->
Central bank base rates | Central bank base rates
PV module imports, India | PV module imports, India
Onshore wind in Vietnam | Onshore wind in Vietnam
Dollar exchange rate | Dollar exchange rate
Appendix ->
Carbon Prices | Carbon price forecast
Coal Prices | Coal price forecasts
Oil Prices | Brent price forecasts
Gas prices | Natural gas prices forecasts. 1H 2022
PV Capex | PV capex forecasts 2021-50, select countries
PV module price | PV module price
Onshore wind capex | Onshore wind capex
Onshore wind CF | Onshore wind capacity factor forecast, China
Offshore wind capex | Offshore wind capex forecast, global
Offshore wind CF | Offshore wind capacity factors, select countries
Coal capex | Coal-fired power plant capex
Coal & gas WACC | Coal and gas power WACC
CCGT efficiency | Combined-cycle gas turbine efficiency, 1975-2050
Battery learning | Historic battery pack price vs. cumulative deployed capacity (GWh)
Storage capex 4hrs | Capital costs for a fully-installed usable 20MW/80MWh AC energy storage system at beginning of life
Battery sensitivity WACC | Battery storage LCOE sensitivity to WACC
Battery sensitivity to Charging | Battery sensitivity to charging cost
Battery sensitivity to Cycles | Battery sensitivity to cycle lifetime
Copyright and Disclaimer | © Bloomberg Finance L.P. 2022. This publication is the copyright of Bloomberg Finance L.P. in connection with BloombergNEF. No portion of this document may be photocopied, reproduced, scanned into an electronic system or transmitted, forwarded or distributed in any way without prior consent of BloombergNEF. The BloombergNEF ("BNEF"), service/information is derived from selected public sources. Bloomberg Finance L.P. and its affiliates, in providing the service/information, believe that the information it uses comes from reliable sources, but do not guarantee the accuracy or completeness of this information, which is subject to change without notice, and nothing in this document shall be construed as such a guarantee. The statements in this service/document reflect the current judgment of the authors of the relevant articles or features, and do not necessarily reflect the opinion of Bloomberg Finance L.P., Bloomberg L.P. or any of their affiliates (“Bloomberg”). Bloomberg disclaims any liability arising from use of this document, its contents and/or this service. Nothing herein shall constitute or be construed as an offering of financial instruments or as investment advice or recommendations by Bloomberg of an investment or other strategy (e.g., whether or not to “buy”, “sell”, or “hold” an investment). The information available through this service is not based on consideration of a subscriber’s individual circumstances and should not be considered as information sufficient upon which to base an investment decision. You should determine on your own whether you agree with the content. This service should not be construed as tax or accounting advice or as a service designed to facilitate any subscriber’s compliance with its tax, accounting or other legal obligations. Employees involved in this service may hold positions in the companies mentioned in the services/information. The data included in these materials are for illustrative purposes only. The BLOOMBERG TERMINAL service and Bloomberg data products (the “Services”) are owned and distributed by Bloomberg Finance L.P. (“BFLP”) except (i) in Argentina, Australia and certain jurisdictions in the Pacific islands, Bermuda, China, India, Japan, Korea and New Zealand, where Bloomberg L.P. and its subsidiaries (“BLP”) distribute these products, and (ii) in Singapore and the jurisdictions serviced by Bloomberg’s Singapore office, where a subsidiary of BFLP distributes these products. BLP provides BFLP and its subsidiaries with global marketing and operational support and service. Certain features, functions, products and services are available only to sophisticated investors and only where permitted. BFLP, BLP and their affiliates do not guarantee the accuracy of prices or other information in the Services. Nothing in the Services shall constitute or be construed as an offering of financial instruments by BFLP, BLP or their affiliates, or as investment advice or recommendations by BFLP, BLP or their affiliates of an investment strategy or whether or not to “buy”, “sell” or “hold” an investment. Information available via the Services should not be considered as information sufficient upon which to base an investment decision. The following are trademarks and service marks of BFLP, a Delaware limited partnership, or its subsidiaries: BLOOMBERG, BLOOMBERG ANYWHERE, BLOOMBERG MARKETS, BLOOMBERG NEWS, BLOOMBERG PROFESSIONAL, BLOOMBERG TERMINAL and BLOOMBERG.COM. Absence of any trademark or service mark from this list does not waive Bloomberg’s intellectual property rights in that name, mark or logo. All rights reserved. © 2022 Bloomberg.

## Global LCOE benchmarks
Global LCOE benchmarks
Dataset | Global LCOE benchmarks
Units | $/MWh, nominal
Source | BloombergNEF
Subject to terms and conditions
LCOE
$/MWh, nominal
| Technology | 2009 | 2010 |  | 2011 |  | 2012 |  | 2013 |  | 2014 |  | 2015 |  | 2016 |  | 2017 |  | 2018 |  | 2019 |  | 2020 |  | 2021 |  | 2022
|  | 2H | 1H | 2H | 1H | 2H | 1H | 2H | 1H | 2H | 1H | 2H | 1H | 2H | 1H | 2H | 1H | 2H | 1H | 2H | 1H | 2H | 1H | 2H | 1H | 2H | 1H
| Onshore wind | 92.935 | 85.74 | 87.815 | 85.795 | 78.45 | 78.185 | 82.43 | 79.72 | #N/A | 81.8 | 81.96 | 85.4829 | 82.5224 | 81.155 | 68.1975 | 67.5 | #N/A | 55.5786 | 52.2985 | 50.6236 | 48.2002 | 46.0445 | 42.3249 | 43.0448 | 45.2293 | 45.9212
| Offshore wind | 159.82 | 176.96 | 180.29 | 186.685 | 213.71 | 226.835 | 219.12 | 215.415 | #N/A | 212 | 203.08 | 175.6663 | 174.1255 | 160.8091 | 126.2074 | 123.87 | #N/A | 117.5377 | 114.8365 | 91.1412 | 79.9751 | 83.9934 | 86.6032 | 89.6308 | 91.6074 | 86.4666
| Fixed-axis PV | 303.6 | 303.925 | 278.09 | 239.825 | 198.685 | 176.185 | 164.145 | 136.2 | #N/A | 149 | 142.8645 | 128.5068 | 122.0368 | 99.3837 | 100.7109 | 85.6 | #N/A | 69.652 | 60 | 58.2977 | 51.6514 | 52.022 | 44.4533 | 40.0608 | 44.6529 | 45.4541
| Tracking PV | 291.46 | 283.08 | 241.245 | 224.175 | 164.74 | 154.775 | 133.645 | 123.67 | #N/A | 147.92 | 142.2 | 138.7915 | 133.0375 | 106.1251 | 83.1813 | 55.5 | #N/A | 49 | 46 | 51.7363 | 47.1833 | 40.8683 | 40.5554 | 38.697 | 41.4024 | 40.1185
| Battery storage (4 hours) | [17 empty] | 288.1746 | 193.2568 | 190.9974 | 194.4451 | 157.5803 | 139.036 | 141.1821 | 141.1595 | 153
| Battery storage (4 hours, implied by historic battery pack prices) | [6 empty] | 720.8929 | 706.1153 | 691.3376 | 607.0456 | 522.7535 | 531.3932 | 540.0329 | 501.6283 | 463.2238 | 383.399 | 303.5742 | 288.1746
| Coal | [9 empty] | 84.7056 | 77.0194 | 77.1144 | 86.5939 | 70.6727 | 69.374 | 71.3242 | 69.1951 | 60.4606 | 62.3097 | 69.7247 | 69.9241 | 75.0552 | 76.6005 | 67.4778 | 67.7927 | 73.7184
| Gas | [9 empty] | 68.5605 | 48.4527 | 42.5031 | 47.9733 | 46.29 | 51.5864 | 50.5049 | 53.0158 | 56.8347 | 58.463 | 60.7825 | 61.1346 | 65.4572 | 64.7328 | 74.0201 | 77.2811 | 80.9358
The global benchmark is a country weighted-average using the latest annual capacity additions. The storage LCOE is reflective of a utility-scale Li-ion battery storage system with four-hour duration running at a daily cycle and includes charging costs assumed to be 60% of wholesale average power price.
All LCOEs calculations are unsubsidized. In 2H 2017, BNEF did not publish any update. Dashed pink lines reflects derived LCOEs based on historic battery pack prices. Continuous pink line reflects collected project data from 2018.
For hydrogen-fired power, coal- and gas-fired power with carbon capture and storage (CCS), the global LCOE benchmark is a simple country average including China, Europe, U.S., Japan and India

## Key messages -->
Key messages

## Global LCOEs by tech
Global LCOEs by technology
Dataset | Global LCOEs by technology
Units | $/MWh (nominal)
Source | BNEF LCOE analysis
Subject to terms and conditions
Global LCOEs
$/MWh (nominal at COD)
| Technology |  | Wind onshore |  | Wind offshore |  | PV fixed-axis |  | PV tracking |  | Utility-scale battery (4h) |  | CCGT |  | Coal
| Metric | LCOE Scenario | 2021 | 2022 | 2021 | 2022 | 2021 | 2022 | 2021 | 2022 | 2021 | 2022 | 2021 | 2022 | 2021 | 2022
| Min | Low | 17.5936 | 18.9225 | 53.3293 | 57.1544 | 22.4119 | 25.2996 | 22.6965 | 21.2828 | 119.8939 | 108.367 | 33.6993 | 43.4669 | 40.7599 | 40.3786
| Simple average | Low | 47.3068 | 49.0417 | 81.2102 | 86.3458 | 57.9017 | 57.1069 | 35.0412 | 36.1187 | 135.8529 | 144.3664 | 70.5325 | 84.3396 | 83.9016 | 107.4507
| Median | Low | 39.5852 | 40.9022 | 76.724 | 77.6123 | 51.5327 | 48.7744 | 32.0344 | 34.2561 | 133.9792 | 124.592 | 72.7128 | 83.8478 | 62.447 | 72.0141
| Max | Low | 93.2047 | 102.0659 | 139.687 | 142.1214 | 129.3547 | 141.1586 | 46.0254 | 46.4044 | 154.7947 | 283.6219 | 102.8461 | 134.9422 | 185.0971 | 288.0089
| Min | Mid | 22.5845 | 26.9584 | 72.2488 | 72.7632 | 26.9677 | 33.398 | 34.794 | 31.2208 | 124.9765 | 114.6042 | 39.7881 | 51.9439 | 58.4313 | 58.5116
| Simple average | Mid | 63.4394 | 67.8731 | 102.0527 | 106.0624 | 77.2278 | 75.5413 | 44.0358 | 45.6881 | 147.4398 | 164.5609 | 78.8446 | 93.2058 | 96.4853 | 121.5687
| Median | Mid | 52.9945 | 55.2835 | 96.3454 | 93.0375 | 69.4305 | 65.3716 | 43.1365 | 44.8492 | 147.6811 | 139.8352 | 83.1118 | 90.5716 | 74.305 | 86.5326
| Max | Mid | 131.3351 | 135.5776 | 185.1216 | 178.8089 | 163.9147 | 169.3448 | 58.2239 | 62.7967 | 168.8171 | 344.2348 | 109.0684 | 140.838 | 196.6477 | 294.9857
| Min | High | 32.8362 | 40.0572 | 79.4321 | 76.5184 | 37.3148 | 46.6427 | 38.2908 | 42.5942 | 129.4415 | 135.6956 | 56.1029 | 74.4907 | 70.6825 | 71.0593
| Simple average | High | 87.5024 | 95.3696 | 123.1922 | 128.0726 | 103.0387 | 99.7828 | 55.506 | 57.4744 | 165.5223 | 222.1413 | 90.8178 | 109.1775 | 122.4833 | 149.6325
| Median | High | 70.7213 | 72.446 | 111.4633 | 110.391 | 99.6669 | 96.6114 | 54.2881 | 53.2947 | 163.0287 | 162.2148 | 94.8591 | 104.3577 | 99.7895 | 122.0391
| Max | High | 200.3018 | 205.1772 | 237.4241 | 220.9639 | 218.0571 | 221.9886 | 75.3434 | 83.3339 | 216.9134 | 632.5506 | 119.7984 | 160.2498 | 215.1072 | 303.231
| Global weighted average |  | 43.0448 | 45.9212 | 89.6308 | 86.4666 | 40.0608 | 45.4541 | 38.697 | 40.1185 | 141.1821 | 153 | 74.0201 | 80.9358 | 67.4778 | 73.7184
For charting purposes
|  |  | Onshore wind |  | Offshore wind |  | Fixed-axis PV |  | Tracking PV |  | Battery storage |  | Gas |  | Coal
|  |  | 2021 | 2022 | 2021 | 2022 | 2021 | 2022 | 2021 | 2022 | 2021 | 2022 | 2021 | 2022 | 2021 | 2022
| Low |  | 17.5936 | 18.9225 | 53.3293 | 57.1544 | 22.4119 | 25.2996 | 22.6965 | 22.6965 | 119.8939 | 108.367 | 33.6993 | 43.4669 | 40.7599 | 40.3786
| Low - Min Mid |  | 4.9909 | 8.0359 | 18.9194 | 15.6089 | 4.5559 | 8.0983 | 12.0975 | 12.0975 | 5.0826 | 6.2373 | 6.0888 | 8.4769 | 17.6714 | 18.133
| Min Mid - Max Mid |  | 108.7506 | 108.6192 | 112.8728 | 106.0457 | 136.9469 | 135.9469 | 23.4299 | 23.4299 | 43.8406 | 229.6306 | 69.2802 | 88.8941 | 138.2164 | 236.4741
| Max Mid - Max High |  | 68.9667 | 69.5997 | 52.3025 | 42.1549 | 54.1424 | 52.6438 | 17.1195 | 17.1195 | 48.0962 | 288.3157 | 10.73 | 19.4118 | 18.4595 | 8.2453
| Global weighted average |  | 43.0448 | 45.9212 | 89.6308 | 86.4666 | 40.0608 | 45.4541 | 38.697 | 40.1185 | 141.1821 | 153 | 74.0201 | 80.9358 | 67.4778 | 73.7184
| Median mid |  | 52.9945 | 55.2835 | 96.3454 | 93.0375 | 69.4305 | 65.3716 | 43.1365 | 43.1365 | 147.6811 | 139.8352 | 83.1118 | 90.5716 | 74.305 | 86.5326
| Label top |  | 50 | 50 | 50 | 50 | 50 | 50 | 50 | 50 | 50 | 50 | 50 | 50 | 50 | 50

## Turbine prices
Regional turbine prices (signing date-USD)
Dataset | Regional onshore wind turbine prices by signing date (USD)
Units | $m/MW (nominal)
Source | BloombergNEF
Subject to terms and conditions
Regional pricing by signing date
| $m/MW (nominal) | 2008 |  | 2009 |  | 2010 |  | 2011 |  | 2012 |  | 2013 |  | 2014 |  | 2015 |  | 2016 |  | 2017 |  | 2018 |  | 2019 |  | 2020 |  | 2021
|  | 1H | 2H | 1H | 2H | 1H | 2H | 1H | 2H | 1H | 2H | 1H | 2H | 1H | 2H | 1H | 2H | 1H | 2H | 1H | 2H | 1H | 2H | 1H | 2H | 1H | 2H | 1H | 2H
| AMER | 1.9499 | 1.9346 | #N/A | 1.3894 | 1.4099 | 1.2179 | 1.3427 | 1.0814 | 1.0629 | 1.1413 | 1.1143 | 1.0624 | 1.3785 | 1.2553 | 1.0257 | 1.0953 | 1.0509 | 0.8867 | 0.78274 | 1.0218 | 0.7387 | 0.66168 | 0.7624 | 0.67855 | 0.61926 | 0.63386 | 0.62923 | 0.77049
| EMEA | 1.7459 | 1.6708 | 1.5274 | 1.5183 | 1.3851 | 1.2968 | 1.3286 | 1.3155 | 1.1563 | 1.2011 | 1.1052 | 1.157 | 1.1739 | 1.1251 | 0.96461 | 0.87643 | 0.88078 | 0.9114 | 0.91226 | 0.79636 | 0.78888 | 0.79016 | 0.76295 | 0.7433 | 0.80787 | 0.88351 | 0.90217 | 1.0477
| China | 1.1583 | 1.1583 | 0.96111 | 0.96111 | 0.8895 | 0.78549 | 0.73694 | 0.74477 | 0.78551 | 0.79032 | 0.80867 | 0.84513 | 0.85521 | 0.83076 | 0.84666 | 0.83819 | 0.78069 | 0.78069 | 0.73083 | 0.70272 | 0.64045 | 0.65001 | 0.63294 | 0.66684 | 0.69878 | 0.61022 | 0.52187 | 0.47051
| Global average | 1.7544 | 1.68 | 1.5212 | 1.4684 | 1.3335 | 1.2634 | 1.3629 | 1.2408 | 1.119 | 1.1861 | 1.1078 | 1.1075 | 1.2634 | 1.1685 | 0.99517 | 0.9943 | 0.92332 | 0.9057 | 0.81667 | 0.89376 | 0.77941 | 0.74651 | 0.76279 | 0.71875 | 0.78272 | 0.81694 | 0.85163 | 0.93355

## Commodity & Labor prices
Commodity, labor and freight prices
Dataset | Commodity, labor and freight price index, 2019-2022
Units | January 2019 = 100%
Source | Bloomberg Terminal, Third Party Data Providers
Subject to terms and conditions
Commodity, labor and freight price indexes (100% = January 2019)
|  |  | Date | Copper | Cobalt | Lithium | Nickel | Zinc | Chromium | Molybdene | Aluminum | Steel | Cement | Coal | Natural gas | Freight from Asia | Oil | Labor (US)
| 2019 | J | 2019-01-15 | 100% | 100% | 100% | 100% | 100% | 100% | 100% | 100% | 100% | 100% | 100% | 100% | 100% | 100% | 100%
|  |  | 2019-02-15 | 112.4% | 78.86% | 100.3% | 110.2% | 105.8% | 102.2% | 101.9% | 101.1% | 101.6% | 99.76% | 96.97% | 83.49% | 88.85% | 107% | 100%
|  | M | 2019-03-15 | 122.7% | 76.98% | 99.16% | 113.2% | 110.4% | 102% | 103.9% | 101.5% | 103.4% | 99.41% | 95.66% | 72.51% | 76.48% | 111.3% | 104.3%
|  |  | 2019-04-15 | 130.3% | 82.3% | 96.84% | 111% | 111.6% | 101.7% | 103.9% | 99.87% | 101.9% | 101.1% | 84% | 69.42% | 68.13% | 118.9% | 104.3%
|  | M | 2019-05-15 | 116.1% | 83.94% | 95.37% | 103.9% | 102.5% | 98.26% | 101.2% | 96.91% | 89.77% | 102.1% | 85.8% | 60.72% | 75.03% | 116.7% | 104.3%
|  |  | 2019-06-15 | 117.4% | 70.78% | 93.68% | 103.7% | 97.5% | 82.93% | 99.35% | 95.47% | 79.89% | 102% | 72.52% | 48.6% | 75.86% | 104.6% | 104.3%
|  | J | 2019-07-15 | 121.5% | 67.17% | 84.42% | 117.4% | 95.7% | 76.73% | 99.64% | 97.43% | 80.42% | 101.1% | 74.22% | 50.15% | 69.43% | 106.6% | 104.3%
|  |  | 2019-08-15 | 115.3% | 74.04% | 75.16% | 135.7% | 89.4% | 74.9% | 99.58% | 94.8% | 86.24% | 101.1% | 67.43% | 45.76% | 82.26% | 98.77% | 104.3%
|  | S | 2019-09-15 | 119.6% | 87.76% | 71.58% | 151.6% | 91.03% | 73.79% | 98.82% | 95.27% | 81.13% | 101.1% | 66.52% | 43.18% | 71.2% | 103.4% | 104.3%
|  |  | 2019-10-15 | 119.9% | 86.63% | 69.89% | 146.4% | 94.86% | 73.19% | 98.89% | 92.84% | 73.02% | 101.1% | 67.53% | 46.28% | 64.93% | 98.99% | 104.3%
|  | N | 2019-11-15 | 121.6% | 87.24% | 66.95% | 131.1% | 93.8% | 72.57% | 94.99% | 94.65% | 75.13% | 100.9% | 67.81% | 66.09% | 82.8% | 104.1% | 104.3%
|  |  | 2019-12-15 | 123.2% | 82.42% | 63.16% | 119.9% | 89% | 71.95% | 94.91% | 95.42% | 80.99% | 100.9% | 67.2% | 59.97% | 94.6% | 108.2% | 104.3%
| 2020 | J | 2020-01-15 | 130.7% | 79.14% | 59.79% | 117.3% | 91.86% | 70.26% | 96.41% | 96.01% | 86.77% | 100.6% | 69.7% | 50.44% | 113.1% | 105.7% | 104.3%
|  |  | 2020-02-15 | 124.2% | 82.4% | #VALUE! | 110.5% | 83.32% | 69.32% | 95.36% | 91.74% | 86.77% | 100.5% | 69.05% | 41.79% | 100.4% | 92.09% | 104.3%
|  | M | 2020-03-15 | 119.4% | 76.45% | 57.26% | 102.8% | 75.25% | 68.76% | 92.69% | 87.48% | 87.2% | 100.5% | 66.85% | 38.87% | 88.62% | 55.99% | 108.2%
|  |  | 2020-04-15 | 117.3% | 72.63% | 54.95% | 102.5% | 75.1% | 67.92% | 87.32% | 80.17% | 76.19% | 101.8% | 61.38% | 28.77% | 76.25% | 44.21% | 108.2%
|  | M | 2020-05-15 | 119.9% | 72.63% | 52.63% | 105.7% | 77.51% | 67.19% | 86.86% | 80.24% | 68.29% | 101.4% | 52.15% | 20.21% | 81.81% | 53.8% | 108.2%
|  |  | 2020-06-15 | 124.4% | 71.43% | 50.95% | 110.4% | 79.75% | 65.73% | 87.17% | 85.18% | 73.37% | 102.3% | 54.24% | 22.99% | 88.64% | 67.68% | 108.2%
|  | J | 2020-07-15 | 144.3% | 70.06% | 49.26% | 116.1% | 85.82% | 61.69% | 88.1% | 89.82% | 68.99% | 102.8% | 52.73% | 22.74% | 93.08% | 71.75% | 108.2%
|  |  | 2020-08-15 | 149.2% | 80.85% | 50.11% | 125.9% | 95.34% | 60.97% | 90.4% | 95.03% | 68.61% | 102.7% | 50.95% | 36.63% | 95.32% | 74.73% | 108.2%
|  | S | 2020-09-15 | 149.4% | 82.26% | 50.11% | 128.6% | 96.69% | 60.51% | 92.43% | 95.39% | 75.49% | 102.8% | 52.5% | 53.95% | 113.4% | 69.51% | 108.2%
|  |  | 2020-10-15 | 154.9% | 81.63% | 50.53% | 131.9% | 96.38% | 60.52% | 93.94% | 97.6% | 92.42% | 102.8% | 58.01% | 67.37% | 112.9% | 68.93% | 108.2%
|  | N | 2020-11-15 | 162% | 79.2% | 51.37% | 136.8% | 105.4% | 60.77% | 95.32% | 104.4% | 102.1% | 102.7% | 63.32% | 66.82% | 142.5% | 73.01% | 108.2%
|  |  | 2020-12-15 | 167.3% | 78.33% | 56.42% | 145.7% | 110.1% | 61.92% | 96.29% | 108.5% | 123.8% | 102.7% | 78.99% | 81.1% | 294.8% | 83.36% | 108.2%
| 2021 | J | 2021-01-15 | 184.6% | 93.07% | 79.58% | 154.6% | 107.1% | 64.7% | 98.58% | 107.4% | 150% | 103.1% | 85.72% | 102% | 454% | 91.83% | 108.2%
|  |  | 2021-02-15 | 187.6% | 116.7% | 94.74% | 160.8% | 108.4% | 66.33% | 101.2% | 111.6% | 166.7% | 103.4% | 86.89% | 86.19% | 436% | 103.4% | 108.2%
|  | M | 2021-03-15 | 171.2% | 128.8% | 108.2% | 142% | 110.3% | 68.78% | 105.8% | 118.4% | 180.8% | 104.7% | 91.77% | 86.5% | 402.5% | 109.1% | 114.9%
|  |  | 2021-04-15 | 169.7% | 120.4% | 115.4% | 143% | 111.8% | 71.16% | 104.2% | 124.7% | 196.1% | 106.1% | 94.78% | 102.1% | 396.2% | 108.4% | 114.9%
|  | M | 2021-05-15 | 175.2% | 108.7% | 117.7% | 152% | 117% | 77.14% | 109.5% | 131.4% | 212.9% | 106.1% | 101.4% | 125.4% | 478.1% | 113.4% | 114.9%
|  |  | 2021-06-15 | 176.6% | 108.5% | 114.9% | 155.4% | 116.5% | 79.91% | 119.9% | 131.5% | 232.4% | 106.2% | 126.5% | 143.9% | 564.7% | 121.9% | 114.9%
|  | J | 2021-07-15 | 170% | 126.9% | 115.6% | 162.5% | 116.3% | 85.74% | 128.1% | 134.4% | 252.8% | 106.8% | 147.3% | 175.1% | 658.6% | 123.3% | 114.9%
|  |  | 2021-08-15 | 165% | 126.9% | 134.3% | 165.3% | 117.6% | 86% | 138.1% | 139% | 263.6% | 107.3% | 168.8% | 213.8% | 700.4% | 117.1% | 114.9%
|  | S | 2021-09-15 | 165.3% | 127.3% | 208.8% | 167.1% | 119.7% | 88.79% | 141.5% | 152.6% | 276.2% | 107.5% | 185.9% | 308.3% | 732.2% | 124.3% | 114.9%
|  |  | 2021-10-15 | 167.4% | 134.6% | 252.8% | 166.7% | 131% | 98.87% | 142.5% | 158% | 274% | 107.6% | 237.7% | 415.7% | 742.1% | 139% | 114.9%
|  | N | 2021-11-15 | 166.2% | 148.4% | 264.4% | 171% | 128% | 102.5% | 134.8% | 141.4% | 261.4% | 107.6% | 155.2% | 381.5% | 696.7% | 134.2% | 114.9%
|  |  | 2021-12-15 | 169.5% | 170.4% | 330.5% | 171.9% | 131.7% | 98.27% | 128.9% | 144.3% | 238.2% | 107.6% | 166.2% | 528.7% | 694.6% | 124.2% | 114.9%
| 2022 | J | 2022-01-15 | 163.8% | 173.3% | 460.8% | 190.6% | 140.3% | 94.96% | 137.4% | 160.8% | 209.9% | 107.6% | 211.6% | 390% | 708.8% | 142.1% | 114.9%
|  |  | 2022-02-15 | 158.4% | 175.8% | 595.2% | 203.7% | 141.7% | 94.87% | 142.4% | 172.2% | 160.1% | 107.6% | 238.5% | 375.3% | 698.1% | 156.2% | 114.9%
|  | M | 2022-03-15 | 147.2% | 197.7% | 669.9% | 291.2% | 155.2% | 108.2% | 145.7% | 187.9% | 169.8% | 107.6% | 348.5% | 583.5% | 615.6% | 186.7% | 123.6%
|  |  | 2022-04-15 | 138.4% | 200.9% | 611.8% | 286.2% | 169.1% | 113.7% | 149.1% | 174.8% | 205.6% | 107.6% | 309.5% | 448.6% | 536.9% | 175.8% | 123.6%
|  | M | 2022-05-15 | 129.6% | 190.5% | 584.2% | 242.9% | 146.7% | 109.8% | 138.7% | 153% | 204.8% | 107.6% | 394.1% | 387.7% | 503.3% | 185.9% | 123.6%
|  |  | 2022-06-15 | 139.4% | 176.9% | #N/A | 223.4% | 141% | 105.6% | 137.4% | 138.9% | 165.8% | 107.6% | 399% | 461% | 492.7% | 195.1% | 123.6%
Source: Bloomberg. Note: Bloomberg tickers are as follows: Chromium (C9CNRLJI AMTL Index), Zinc (LMZSDS03 Comdty), Molybdenum (MBCNLUFJ SMET Index), Aluminum (LMAHDS03 Comdty), Steel (STANHCXW KLSH Index), Cobalt (LMCODY LME Comdty), Copper (SHSZ300 Index),
Nickel (LMNIDS03 Comdty), Freight from Asia (WCIDSHRO Index), US hourly compensation (COMPNFRY Index), Natural gas is TTF (TTFGDAHD OECM Index). Coal is ARA (XW1 Comdty). Oil is Brent (CO1 Comdty).

## Global wind LCOE benchmarks
Global wind LCOE benchmarks
Dataset | Global onshore and offshore wind LCOE benchmarks with and without China, 1H 2021-2022
Units | $/MWh (nominal)
Source | BloombergNEF
Subject to terms and conditions
| Onshore wind |  |  | Offshore wind
LCOE
$/MWh (nominal)
| Type | 1H 2021 | 1H 2022
| ex. China | 42.2639 | 49.37
| incl. China | 43.0448 | 45.9212
| ex. China | 89.1636 | 94.3841
| incl. China | 89.6308 | 86.4666
All LCOEs calculations are unsubsidized.
The global benchmark is a country weighted-average using the latest annual capacity additions.
The storage LCOE is reflective of a utility-scale Li-ion battery storage system with four-hour duration running at a daily cycle and includes charging costs assumed to be 60% of wholesale average power price.

## PV cost inflation
PV cost inflation
Dataset | PV cost inflation
Units | %
Source | BloombergNEF
Subject to terms and conditions
Year-on-year USD nominal cost change, fixed-axis PV
%
| Short name | Long name | LCOE | Capex
| Chile | Chile | -16.57% | -9.733%
| Japan | Japan | -12.77% | -3.478%
| Mex. | Mexico | -8.666% | -10%
| Canada | Canada | -0.2156% | -0.5806%
| South Korea | South Korea | 4.061% | 8.265%
| South Africa | South Africa | 4.633% | 6.297%
| Thai. | Thailand | 5.878% | 7.46%
| UK | UK | 5.913% | 7.649%
| France | France | 9.39% | 12.99%
| Austr. | Australia | 9.714% | 11.75%
| Ger. | Germany | 9.897% | 12.99%
| Italy | Italy | 10.48% | 12.99%
| US | US | 13% | 22.99%
| China | China | 16.99% | 19.11%
| Spain | Spain | 20.42% | 26.18%
| Brazil | Brazil | 21.65% | 3.534%
| India | India | 24.72% | 28.94%
| Global | Global | 13.5%

## Onshore wind cost inflation
Onshore wind cost inflation
Dataset | Onshore wind cost inflation
Units | %
Source | BloombergNEF
Subject to terms and conditions
Year-on-year USD nominal cost change, onshore wind
%
| Short name | Long name | LCOE | Capex
| China | China | -4.541% | -13%
| Chile | Chile | 3.835% | 0%
| Thai. | Thailand | 7.58% | 4%
| India | India | 8.241% | 4.688%
| Italy | Italy | 8.263% | 12.99%
| South Korea | South Korea | 10.46% | 11%
| Mexico | Mexico | 10.65% | 6%
| Ger. | Germany | 11.48% | 12.99%
| France | France | 12.3% | 12.99%
| US | US | 14.07% | 12%
| Canada | Canada | 14.34% | 12%
| UK | UK | 15.18% | 12%
| South Africa | South Africa | 15.66% | 9%
| Austr. | Australia | 17.41% | 11%
| Spain | Spain | 19.42% | 14%
| Brazil | Brazil | 23.6% | 15%
| Japan | Japan | 27.51% | 18%
| Global | Global | 6.7%

## Battery costs
Battery costs
Dataset | Energy storage project costs 2021, based on usable capacity
Units | $/kWh, based on usable capacity
Source | BloombergNEF
Subject to terms and conditions
4-hour duration battery nergy storage project costs 2021 vs 2022
$/kWh
|  | 2021 survey | 2021-03-01 | 2021-04-01 | 2021-05-01 | 2021-06-01 | 2021-07-01 | 2021-08-01 | 2021-09-01 | 2021-10-01 | 2021-11-01 | 2021-12-01 | 2022-01-01 | 2022-02-01 | 2022-03-01 | 2022-04-01 | 2022-05-01 | 2022-06-01
| Cell | 103 | 82.2214 | 83.1569 | 83.462 | 83.4074 | 83.6437 | 86.0487 | 91.7152 | 99.9199 | 103.1371 | 109.2542 | 123.2722 | 139.1469 | 153.23 | 150.4984 | 140.206 | 142.6803
| Pack | 49 | 49 | 49 | 49 | 49 | 49 | 49 | 49 | 49 | 49 | 49 | 49 | 49 | 49 | 49 | 49 | 49
| Battery rack | 152 | 131.2214 | 132.1569 | 132.462 | 132.4074 | 132.6437 | 135.0487 | 140.7152 | 148.9199 | 152.1371 | 158.2542 | 172.2722 | 188.1469 | 202.23 | 199.4984 | 189.206 | 191.6803
| Balance of system | 35.372 | 35.372 | 35.372 | 35.372 | 35.372 | 35.372 | 35.372 | 35.372 | 35.372 | 35.372 | 35.372 | 35.372 | 35.372 | 35.372 | 35.372 | 35.372 | 35.372
| PCS | 12.2892 | 12.2892 | 12.2892 | 12.2892 | 12.2892 | 12.2892 | 12.2892 | 12.2892 | 12.2892 | 12.2892 | 12.2892 | 12.2892 | 12.2892 | 12.2892 | 12.2892 | 12.2892 | 12.2892
| EMS | 5.5363 | 5.5363 | 5.5363 | 5.5363 | 5.5363 | 5.5363 | 5.5363 | 5.5363 | 5.5363 | 5.5363 | 5.5363 | 5.5363 | 5.5363 | 5.5363 | 5.5363 | 5.5363 | 5.5363
| Transformer | 4.3973 | 4.3973 | 4.3973 | 4.3973 | 4.3973 | 4.3973 | 4.3973 | 4.3973 | 4.3973 | 4.3973 | 4.3973 | 4.3973 | 4.3973 | 4.3973 | 4.3973 | 4.3973 | 4.3973
| Margin & expenses | 24.0839 | 24.0839 | 24.0839 | 24.0839 | 24.0839 | 24.0839 | 24.0839 | 24.0839 | 24.0839 | 24.0839 | 24.0839 | 24.0839 | 24.0839 | 24.0839 | 24.0839 | 24.0839 | 24.0839
| EPC & grid connection addition | 25.2922 | 25.2922 | 25.2922 | 25.2922 | 25.2922 | 25.2922 | 25.2922 | 25.2922 | 25.2922 | 25.2922 | 25.2922 | 25.2922 | 25.2922 | 25.2922 | 25.2922 | 25.2922 | 25.2922
| Developer overhead & margin | 24.5357 | 24.5357 | 24.5357 | 24.5357 | 24.5357 | 24.5357 | 24.5357 | 24.5357 | 24.5357 | 24.5357 | 24.5357 | 24.5357 | 24.5357 | 24.5357 | 24.5357 | 24.5357 | 24.5357
| Fully-installed system | 283.5066 | 262.728 | 263.6635 | 263.9686 | 263.914 | 264.1503 | 266.5553 | 272.2218 | 280.4265 | 283.6437 | 289.7608 | 303.7788 | 319.6535 | 333.7366 | 331.005 | 320.7127 | 323.1869

## Storage LCOE
Storage LCOE
Dataset | Storage LCOE 1H 2021 versus 1H 2022
Units | $/MWh (nominal)
Source | BloombergNEF
Subject to terms and conditions
Utility-scale battery (4h) LCOE
$/MWh (nominal)
|  | Scenario | Low | Mid | High | Range | % increase
| Germany | 2021 | 126.5686 | 131.1985 | 135.8163 | 9.2477
|  | 2022 | 163.6862 | 184.7161 | 210.6893 | 47.0031 | 40.79%
| UK | 21 | 127.5273 | 134.116 | 140.7087 | 13.1814
|  | 22 | 162.346 | 182.8272 | 208.4591 | 46.1131 | 36.32%
| US | 21 | 119.2004 | 123.6445 | 128.0887 | 8.8883
|  | 22 | 116.3806 | 131.6362 | 163.7153 | 47.3346 | 6.463%
| Japan | 21 | 422.1312 | 438.2025 | 454.2738 | 32.1426
|  | 22 | 283.6219 | 344.2348 | 632.5506 | 348.9287 | -21.44%

## Coal & gas cost inflation
Coal & gas cost inflation
Dataset | Coal & gas cost inflation
Units | %
Source | BloombergNEF
Subject to terms and conditions
| CCGT |  |  |  | Coal-fired power plants
| Year-on-year USD nominal cost change |  |  |  | Year-on-year USD nominal cost change
| % |  |  |  | %
|  | Gas prices (15-year offtake) | CCGT LCOE |  |  | Coal prices (15-year offtake) | Coal LCOE
| China | 1.415% | -11.2% |  | Indonesia | 11.41% | 0.5208%
| Indon. | 7.237% | 5.817% |  | South Korea | -0.867% | 0.898%
| Thai. | 6.525% | 13.2% |  | Thailand | 7.833% | 3.934%
| Viet. | 23.18% | 14.45% |  | Australia | 9.652% | 5.634%
| India | 17.63% | 15.12% |  | India | 8.222% | 7.196%
| Brazil | 11.36% | 15.2% |  | Japan | 6.402% | 9.832%
| South Korea | 13.72% | 16.54% |  | China | 19.08% | 23.9%
| Canada | 41.31% | 17.69% |  | Poland | 9.652% | 24.24%
| Japan | 10.86% | 19.77%
| EU | 20.78% | 21.54%
| US | 46.05% | 21.81%
| Austr. | 23.85% | 21.81%
| Mexico | 47.38% | 25.08%
| UK | 20.19% | 30.49%

## LCOE map
LCOE map
Dataset | Cheapest source of new-build bulk generation, 1H 2022
Units | $/MWh, nominal
Source | BloombergNEF
Subject to terms and conditions
Cheapest source of bulk generation, 1H 2022
New-build solar, wind, coal and gas
List of countries with lowest-cost new build technology
| Country | Technology
| Belgium | Offshore wind
| Denmark | Offshore wind
| France | Fixed-axis PV
| Germany | Fixed-axis PV
| Greece | Fixed-axis PV
| Ireland | Fixed-axis PV
| Italy | Fixed-axis PV
| Netherlands | Onshore wind
| Poland | Onshore wind
| Portugal | Fixed-axis PV
| Russian Federation | CCGT
| Spain | Tracking PV
| Sweden | Onshore wind
| Turkey | Onshore wind
| United Kingdom | Onshore wind
| Argentina | Onshore wind
| Brazil | Onshore wind
| Canada | Onshore wind
| Chile | Tracking PV
| Colombia | Fixed-axis PV
| El Salvador | CCGT
| Main United Sates | Tracking PV
| Mexico | Fixed-axis PV
| Panama | Fixed-axis PV
| Peru | Onshore wind
| United States | Tracking PV
| Australia | Tracking PV
| China | Onshore wind
| India | Fixed-axis PV
| Indonesia | Coal
| Japan | Coal
| Korea, Republic of | Coal
| Malaysia | Coal
| Philippines | Coal
| Thailand | Fixed-axis PV
| Viet Nam | Fixed-axis PV
| Israel | Fixed-axis PV
| Jordan | Fixed-axis PV
| Ghana | CCGT
| Kenya | Fixed-axis PV
| South Africa | Tracking PV
| Togo | CCGT
| Zambia | Fixed-axis PV

## LCOE vs marginal cost map
LCOE versus marginal cost map
Dataset | Cheapest source of new-build PV, wind versus existing coal and gas, 1H 2022
Units | $/MWh, nominal
Source | BloombergNEF
Subject to terms and conditions
Cheapest source of bulk generation, 1H 2022
New-build solar and wind versus existing coal and gas
List of countries with lowest-cost technology, new solar, wind versus existing gas, coal
| Country | Technology
| Belgium | Offshore wind
| Denmark | Offshore wind
| France | Fixed-axis PV
| Germany | Fixed-axis PV
| Greece | Fixed-axis PV
| Ireland | Fixed-axis PV
| Italy | Fixed-axis PV
| Netherlands | Onshore wind
| Poland | Onshore wind
| Portugal | Fixed-axis PV
| Russian Federation | CCGT
| Spain | Tracking PV
| Sweden | Onshore wind
| Turkey | Onshore wind
| United Kingdom | Onshore wind
| Argentina | Onshore wind
| Brazil | Onshore wind
| Canada | Onshore wind
| Chile | Tracking PV
| Colombia | Fixed-axis PV
| El Salvador | CCGT
| Guatemala | CCGT
| Main United Sates | Coal
| Mexico | Fixed-axis PV
| Panama | Fixed-axis PV
| Peru | Onshore wind
| United States | Coal
| Australia | Tracking PV
| China | Onshore wind
| India | Fixed-axis PV
| Indonesia | Coal
| Japan | Fixed-axis PV
| Korea, Republic of | Fixed-axis PV
| Malaysia | Fixed-axis PV
| Philippines | Fixed-axis PV
| Thailand | Fixed-axis PV
| Viet Nam | Fixed-axis PV
| Israel | Fixed-axis PV
| Jordan | Fixed-axis PV
| United Arab Emirates | CCGT
| Kenya | Fixed-axis PV
| South Africa | Tracking PV

## Key long-term trends ->
Key long-term trends

## PV mono vs multi panels
PV mono vs multi panels
Dataset | Mono vs multi share
Units | %
Source | BloombergNEF
Subject to terms and conditions
Share of market
%
|  | Multi c-Si | Mono c-Si
| 2016 | 80% | 20%
| 2017 | 72% | 28%
| 2018 | 58.46% | 41.54%
| 2019 | 41.12% | 58.88%
| 2020 | 17.09% | 82.91%
| 2021 | 7.106% | 92.89%
Note: Multi after 2019 including mono-like wafer made of the casting process which is supposedly less than 1%

## PV bifacial vs monofacial
PV bifacial vs monofacial
Dataset | Share of bifacial module among all silicon PV
Units | %
Source | BloombegNEF, CPIA 2021
Subject to terms and conditions
Share of bifacial module among all silicon PV
%
| Year | Bifacial modules | Other
| 2018 | 3% | 97%
| 2019 | 18% | 82%
| 2020 | 30% | 70%
| 2021 | 37.4% | 62.6%

## Project size, Utility-scale PV
Project size, Utility-scale PV
Dataset | Project size, Utility-scale PV
Units | MW
Source | BNEF Renewable Asset Database
Subject to terms and conditions
Distribution of utility-scale PV project size, global
| MW |  |  | Financing date ->
| Technology |  | Metric | 2010 | 2011 | 2012 | 2013 | 2014 | 2015 | 2016 | 2017 | 2018 | 2019 | 2020 | 2021 | 2022
| Solar PV |  | Min | bar: Financing date -> 2010 to Financing date -> 2022
| Solar PV |  | Decile 1 | 1 | 1.1 | 1.2 | 1.2 | 1.246 | 1.553 | 1.8 | 1.8 | 1.69 | 1.8 | 2 | 2.4 | 2.5
| Solar PV |  | Quartile 1 | 1.7 | 2 | 1.9 | 1.82 | 2 | 2.6 | 3 | 3 | 2.7 | 2.68 | 3.22 | 4.005 | 5.5
| Solar PV |  | Median | 3.2 | 4.4 | 4 | 3.75 | 5 | 6.95 | 8 | 7.8 | 7.2 | 5.2 | 10 | 12.665 | 30
| Solar PV |  | Average | 6.3858 | 8.953 | 10.3915 | 10.6477 | 14.5907 | 17.3888 | 19.2056 | 19.5623 | 22.6634 | 25.2651 | 45.4054 | 65.2047 | 91.1923
| Solar PV |  | Quartile 3 | 7.2 | 9.8 | 10 | 11.5 | 17.75 | 20 | 20 | 20 | 25 | 20.88 | 50 | 68 | 100
| Solar PV |  | Decile 9 | 13.77 | 20 | 22.3 | 22.776 | 32.13 | 49.74 | 50 | 50 | 50 | 70 | 117.65 | 158.875 | 232.791
| Solar PV |  | Max | 83.5 | 390 | 715 | 376.4 | 530 | 380 | 1000 | 1177.4 | 709 | 600 | 2101 | 3000 | 1745
| Solar PV |  | Number | 810 | 1533 | 1795 | 2651 | 2785 | 3582 | 3532 | 4746 | 3275 | 3099 | 2350 | 2572 | 658
| Solar PV |  | Min-Max range | 82.5 | 389 | 714 | 375.4 | 529 | 379 | 999 | 1176.4 | 708 | 599 | 2100 | 2999 | 1744
| Solar PV |  | Quartile range | 5.5 | 7.8 | 8.1 | 9.68 | 15.75 | 17.4 | 17 | 17 | 22.3 | 18.2 | 46.78 | 63.995 | 94.5
| For Chart |  | Metric | Financing date -> 2010: 2010; Financing date -> 2012: 12; Financing date -> 2014: 14; Financing date -> 2016: 16; Financing date -> 2018: 18; Financing date -> 2020: 20; Financing date -> 2022: 22 ytd
Min | bar: Financing date -> 2010 to Financing date -> 2022
| Min to Q1 |  | 25% smallest | 0.7 | 1 | 0.9 | 0.82 | 1 | 1.6 | 2 | 2 | 1.7 | 1.68 | 2.22 | 3.005 | 4.5
| Q1 tp Q3 |  | 50% of projects | 6.2 | 8.7 | 8.8 | 10.3 | 16.504 | 18.447 | 18.2 | 18.2 | 23.31 | 19.08 | 48 | 65.6 | 97.5
| Q3 to max |  | 25% largest | 76.3 | 380.2 | 705 | 364.9 | 512.25 | 360 | 980 | 1157.4 | 684 | 579.12 | 2051 | 2932 | 1645
Median project size, by country
MW
| Technology |  | Metric | 2010 | 2011 | 2012 | 2013 | 2014 | 2015 | 2016 | 2017 | 2018 | 2019 | 2020 | 2021 | 2022
| Solar PV | Australia |  | 1.35 | #N/A | 1.125 | 43.2 | 3.1 | 8.25 | 4.885 | 30 | 5.73 | 5.8 | 5.88 | 5.88 | 5.88
| Solar PV | China |  | 5 | 9.8 | 10 | 20 | 20 | 20 | 20 | 10 | 10 | 6.27 | 50 | 50 | 49.765
| Solar PV | Germany |  | 4.5 | 6.5 | 4.1 | 3.8 | 4.2 | 3.2 | 3.7 | 4.6 | 2.9 | 6.5 | 7.85 | 9.035 | 4.775
| Solar PV | India |  | 2 | 5 | 5 | 2.5 | 5.1 | 6 | 5 | 20 | 9.15 | 13.5 | 8 | 15.725 | 75
| Solar PV | Japan |  | 1.16 | 1.5 | 1.83 | 1.89 | 1.99 | 2.06 | 2.32 | 2.43 | 2.43 | 2.68 | 2.39 | 3.2 | 2.425
| Solar PV | United Kingdom |  | 5 | 4.6 | 5 | 7 | 10 | 5 | 5 | 5 | 4.75 | 5.2 | 8.295 | 19.2 | 49.95
| Solar PV | United States |  | 2 | 2.9 | 3.06 | 5 | 5.52 | 6.5 | 6.9 | 6.8 | 5.9 | 6.5 | 7.49 | 6.7 | 11.66
| Solar PV | Spain |  | 3.3 | 2.85 | 2.3 | 4.5 | 2.95 | #N/A | #N/A | 3.9 | 42 | 49.88 | 30.4 | 22 | 49.75
| Solar PV | France |  | 5.85 | 4 | 6.2 | 4.885 | 7.025 | 4.6 | 4.4 | 5 | 4.32 | 4.41 | 4.99 | 5 | 5
| Solar PV | Brazil |  | 1 | 1 | 1.5 | 3.068 | 1.1 | 37.2 | 38.4225 | 35.162 | 34.629 | 5.3 | 41.796 | 50 | 49.5
| Solar PV | South Africa |  | #N/A | 1.2 | 32.5 | 44 | 82.5 | 41.797 | 84.25 | #N/A | 78 | 55 | 35 | 10 | 49.685

## Turbine size, Onshore wind
Turbine size, Onshore wind
Dataset | Turbine size, Onshore wind
Units | MW
Source | BloombergNEF
Subject to terms and conditions
Statistics on onshore wind turbine size, global
| MW | 2002 |  |  | 05 |  |  |  |  | 2010 |  | 12 |  | 14 |  | 16 |  | 18 |  |  | 21
| Closing year | 2002 | 2003 | 2004 | 2005 | 2006 | 2007 | 2008 | 2009 | 2010 | 2011 | 2012 | 2013 | 2014 | 2015 | 2016 | 2017 | 2018 | 2019 | 2020 | 2021
| Min | 1.3 | 1.3 | 1.2973 | 1 | 0.85 | 0.037097 | 0.33333 | 1 | 1 | 1 | 1 | 0.2 | 1.25 | 1 | 0.25641 | 1.5 | 1.6667 | 0.12593 | 2 | 1.345
| Quartile 1 | 1.35 | 1.496 | 1.65 | 1.65 | 1.8 | 1.6632 | 1.5 | 1.5 | 1.65 | 1.8038 | 2 | 2 | 2 | 2 | 2 | 2.1 | 2.475 | 2.7625 | 3.3 | 3.465
| Average | 1.9711 | 1.7914 | 1.8857 | 1.9073 | 2.0904 | 2.0711 | 1.9844 | 1.9466 | 2.0227 | 2.1507 | 2.2604 | 2.402 | 2.499 | 2.4991 | 2.4836 | 2.8384 | 3.2177 | 3.6295 | 3.9557 | 4.1636
| Median | 2 | 1.5 | 1.9036 | 2 | 2 | 2 | 2 | 2 | 2 | 2.05 | 2.1 | 2.3 | 2.4 | 2.3 | 2.2075 | 3 | 3.4491 | 3.625 | 4.1667 | 4.2
| Quartile 3 | 2.5 | 2.15 | 2 | 2 | 2.5 | 2.3 | 2.2513 | 2.1 | 2.3 | 2.5 | 2.5 | 3 | 3 | 3 | 3 | 3.4598 | 3.6 | 4.2 | 4.5 | 5.025
| Max | 2.5 | 3.4118 | 3 | 3 | 3.2 | 7.58 | 3 | 5 | 3.4 | 3.4 | 4.5 | 5 | 6 | 8 | 4.5 | 4.5 | 4.5 | 6.6 | 7.58 | 6.2
| Quartiles | 1.15 | 0.65397 | 0.35 | 0.35 | 0.7 | 0.63678 | 0.75132 | 0.6 | 0.65 | 0.69617 | 0.5 | 1 | 1 | 1 | 1 | 1.3598 | 1.125 | 1.4375 | 1.2 | 1.56
| Reset | -2.5 | -2.15 | -2 | -2 | -2.5 | -2.3 | -2.2513 | -2.1 | -2.3 | -2.5 | -2.5 | -3 | -3 | -3 | -3 | -3.4598 | -3.6 | -4.2 | -4.5 | -5.025
| Min-max | 1.2 | 2.1118 | 1.7027 | 2 | 2.35 | 7.5429 | 2.6667 | 4 | 2.4 | 2.4 | 3.5 | 4.8 | 4.75 | 7 | 4.2436 | 3 | 2.8333 | 6.4741 | 5.58 | 4.855
| MW of contracts | 449.8 | 1244.1 | 1926.9 | 5099.87 | 5186.5 | 17123.25 | 13624.62 | 9500.02 | 12754.2 | 9252.85 | 8763.15 | 11379.58 | 12848.01 | 17315.18 | 19406.55 | 20728.61 | 23297.9 | 24284.84 | 23327.02 | 18020.07
| Turbine number | 230 | 764 | 1072 | 2561 | 2514 | 8778 | 7575 | 4890 | 6343 | 4180 | 3973 | 5022 | 5465 | 7436 | 8218 | 7765 | 7751 | 7341 | 5516 | 4260
| Count deals | 12 | 17 | 30 | 43 | 52 | 126 | 132 | 111 | 161 | 126 | 133 | 139 | 221 | 217 | 265 | 228 | 246 | 188 | 221 | 158

## Project size, Onshore wind
Project size, Onshore wind
Dataset | Project size, Onshore wind
Units | MW
Source | BNEF Renewable Asset Database
Subject to terms and conditions
Distribution of onshore wind project size, global
| MW |  |  | Financing date ->
| Technology |  | Metric | 2010 | 2011 | 2012 | 2013 | 2014 | 2015 | 2016 | 2017 | 2018 | 2019 | 2020 | 2021 | 2022
| Wind Onshore |  | Min | 1 | 1 | 1 | 1.25 | 1.5 | 1 | 1.1 | 1 | 1.2 | 1 | 1.5 | 1.98 | 3.6
| Wind Onshore |  | Decile 1 | 2.1 | 1.6 | 3.155 | 3.2 | 3.2 | 3 | 2.782 | 2.4 | 3.1 | 6 | 4.5 | 8.4 | 18
| Wind Onshore |  | Quartile 1 | 5 | 4.2 | 9 | 10 | 9 | 7 | 6.6 | 7.05 | 9.6 | 13.8 | 11.2 | 19.5 | 31.5
| Wind Onshore |  | Median | 15.65 | 15 | 25.8 | 25.85 | 23.1 | 18.9 | 17 | 20.845 | 28.8 | 42 | 39 | 39.6 | 52.825
| Wind Onshore |  | Average | 30.91 | 26.6439 | 35.8983 | 39.1386 | 35.8779 | 34.954 | 33.6587 | 39.0363 | 48.668 | 61.6757 | 54.6074 | 72.9767 | 139.7445
| Wind Onshore |  | Quartile 3 | 49.5 | 49.075 | 49.5 | 49.5 | 49.5 | 49.5 | 48.3 | 50 | 50.6 | 72.7237 | 50.6 | 70 | 194
| Wind Onshore |  | Decile 9 | 50 | 50 | 63.3 | 69.72 | 57.7 | 76 | 75 | 99.5 | 105.4 | 150 | 103.66 | 166.88 | 348
| Wind Onshore |  | Max | 845 | 300 | 470 | 502 | 402 | 300.3 | 400 | 644.4 | 600 | 1001.85 | 1000 | 2267.1 | 1750
| Wind Onshore |  | Number | 1476 | 1458 | 1176 | 1043 | 1525 | 1793 | 1750 | 1600 | 1325 | 1556 | 1441 | 1227 | 210
| Wind Onshore |  | Min-Max range | 844 | 299 | 469 | 500.75 | 400.5 | 299.3 | 398.9 | 643.4 | 598.8 | 1000.85 | 998.5 | 2265.12 | 1746.4
| Wind Onshore |  | Quartile range | 44.5 | 44.875 | 40.5 | 39.5 | 40.5 | 42.5 | 41.7 | 42.95 | 41 | 58.9237 | 39.4 | 50.5 | 162.5
| For Chart |  | Metric | Financing date -> 2010: 2010; Financing date -> 2012: 12; Financing date -> 2014: 14; Financing date -> 2016: 16; Financing date -> 2018: 18; Financing date -> 2020: 20; Financing date -> 2022: 22 ytd
|  |  | Min | 1 | 1 | 1 | 1.25 | 1.5 | 1 | 1.1 | 1 | 1.2 | 1 | 1.5 | 1.98 | 3.6
| Min to Q1 |  | 25% smallest | 4 | 3.2 | 8 | 8.75 | 7.5 | 6 | 5.5 | 6.05 | 8.4 | 12.8 | 9.7 | 17.52 | 27.9
| Q1 tp Q3 |  | 50% of projects | 47.4 | 47.475 | 46.345 | 46.3 | 46.3 | 46.5 | 45.518 | 47.6 | 47.5 | 66.7237 | 46.1 | 61.6 | 176
| Q3 to max |  | 25% largest | 795.5 | 250.925 | 420.5 | 452.5 | 352.5 | 250.8 | 351.7 | 594.4 | 549.4 | 929.1263 | 949.4 | 2197.1 | 1556
Median project size, by country
MW
| Technology |  | Metric | 2010 | 2011 | 2012 | 2013 | 2014 | 2015 | 2016 | 2017 | 2018 | 2019 | 2020 | 2021 | 2022
| Wind Onshore | Australia |  | 48.3 | 55 | 131.2 | 106.8 | 6.15 | 102.4 | 100.8 | 116.1 | 133.2 | 152.95 | 12 | 180.6 | 686.7
| Wind Onshore | China |  | 49.5 | 49.5 | 49.5 | 49.5 | 49.5 | 49.5 | 49.8 | 50 | 50 | 50 | 50 | 49.5 | 124.45
| Wind Onshore | Germany |  | 6 | 6.9 | 9.2 | 9.6 | 9.4 | 9.2 | 8.3 | 9 | 7.2 | 9 | 8.4 | 8.45 | 16.95
| Wind Onshore | India |  | 4.5 | 2.1 | 6.8 | 13 | 8.2 | 4 | 6 | 2.1 | 2.1 | 18.9 | 2.775 | 132.25 | 99.9
| Wind Onshore | Japan |  | 10 | 2 | 6 | 4 | 7.48 | 2 | 16 | 20.4 | 7.485 | 6.9 | 17.1 | 14.46 | 42
| Wind Onshore | United Kingdom |  | 9.1 | 10.1 | 10 | 12 | 9 | 15 | 8.3 | 12.85 | 9 | 23.75 | 43.2 | 40.04 | 27.4
| Wind Onshore | United States |  | 72 | 25.15 | 62.1 | 115.8 | 124.55 | 107.5 | 104 | 114 | 103.5 | 162 | 160.8 | 145 | 301.5
| Wind Onshore | Spain |  | 30 | 30.3 | 18 | 9 | #N/A | 35 | 4.5 | 9.6 | 25.3 | 26.15 | 31.5 | 49 | 38.3
| Wind Onshore | France |  | 12 | 11.75 | 12 | 12 | 12 | 12 | 12 | 12.5 | 14.1 | 13.2 | 12 | 14 | 23.4
| Wind Onshore | Brazil |  | 30 | 27.45 | 29.65 | 27.975 | 28.9 | 22.295 | 27.3 | 27.6 | 25 | 34.125 | 42 | 37.2 | 39.2
| Wind Onshore | South Africa |  | 1.8 | #N/A | 76.9 | 94.5 | 88 | 125.65 | #N/A | #N/A | 142.6 | #N/A | #N/A | #N/A | #N/A

## Onshore wind capacity factors
Onshore wind capacity factors
Dataset | Onshore wind capacity factors, global
Units | %
Source | BloombergNEF
Subject to terms and conditions
Historic onshore wind capacity factors
| % | 2000 | 2001 | 2002 | 2003 | 2004 | 2005 | 2006 | 2007 | 2008 | 2009 | 2010 | 2011 | 2012 | 2013 | 2014 | 2015 | 2016 | 2017 | 2018 | 2019 | 2020 | 2021 | 2022
| Metric | 2000: 2000; 2005: 05; 2010: 2010; 2015: 2015; 2020: 2020; 2022: 22e
| Average | 24.4% | 23.74% | 20.2% | 24.03% | 22.41% | 24.54% | 25.4% | 26.28% | 25.54% | 26.93% | 26.46% | 27.16% | 28.68% | 27.86% | 30.36% | 30.52% | 32.97% | 32.58% | 33.3% | 33.46% | 32.6% | 34.27% | 34.68%
| Median | 22.19% | 21.44% | 20.24% | 21.35% | 20.97% | 21.03% | 22.87% | 23.14% | 23.81% | 24.46% | 24.66% | 25.11% | 26.08% | 26.6% | 28.14% | 28.73% | 29.12% | 29.37% | 30.21% | 30.16% | 33.34% | 34.58% | 34.98%
| First quartile | 17.27% | 16.76% | 15.83% | 16.88% | 16.51% | 16.62% | 17.61% | 18.02% | 18.38% | 19.51% | 19.54% | 19.58% | 20.51% | 21.62% | 21.99% | 22.89% | 23.98% | 24.38% | 25.77% | 25.13% | 26.62% | 28.88% | 29.15%
| Last quartile | 28.58% | 25.98% | 24.95% | 27.05% | 25.87% | 27.54% | 28.67% | 28.73% | 29.8% | 30.58% | 30.24% | 31.6% | 32.31% | 31.73% | 33.99% | 34.49% | 34.91% | 33.94% | 35.95% | 36.85% | 39.21% | 39.73% | 41.13%
| Range quartile | 11.32% | 9.225% | 9.116% | 10.17% | 9.36% | 10.92% | 11.06% | 10.71% | 11.42% | 11.07% | 10.7% | 12.02% | 11.8% | 10.11% | 12.01% | 11.6% | 10.94% | 9.56% | 10.17% | 11.72% | 12.6% | 10.85% | 11.98%
| First decile | 13.11% | 13.7% | 13.01% | 13.69% | 13.36% | 13.46% | 13.43% | 13.52% | 14.06% | 15.42% | 15.8% | 15.47% | 16.12% | 17.09% | 18.53% | 18.26% | 19.43% | 20.69% | 21.53% | 21.66% | 21.54% | 23.75% | 23.72%
| Last decile | 34.43% | 31.57% | 29.36% | 34.43% | 31.8% | 34.69% | 34.69% | 34.85% | 34.67% | 36.34% | 35.76% | 37.45% | 38.62% | 36.89% | 40.73% | 40.78% | 42.16% | 40.05% | 44.22% | 42.75% | 43.71% | 44.34% | 44.66%
| Decile range | 21.32% | 17.87% | 16.35% | 20.74% | 18.44% | 21.23% | 21.26% | 21.33% | 20.61% | 20.92% | 19.96% | 21.98% | 22.5% | 19.8% | 22.2% | 22.52% | 22.73% | 19.37% | 22.68% | 21.09% | 22.17% | 20.59% | 20.94%
| Reset | -34.43% | -31.57% | -29.36% | -34.43% | -31.8% | -34.69% | -34.69% | -34.85% | -34.67% | -36.34% | -35.76% | -37.45% | -38.62% | -36.89% | -40.73% | -40.78% | -42.16% | -40.05% | -44.22% | -42.75% | -43.71% | -44.34% | -44.66%

## Turbine Size, Offshore wind
Turbine size, offshore wind
Dataset | Turbine size, offshore wind
Units | MW
Source | BloombergNEF
Subject to terms and conditions
Statistics on offshore wind turbine size, global
| MW | 2002 |  |  | 05 |  |  |  |  | 2010 |  | 12 |  | 14 |  | 16 |  | 18 |  |  | 21
| Closing year | 2002 | 2003 | 2004 | 2005 | 2006 | 2007 | 2008 | 2009 | 2010 | 2011 | 2012 | 2013 | 2014 | 2015 | 2016 | 2017 | 2018 | 2019 | 2020 | 2021
| Min | 2 | 2 | 3 | 3 | 2.2917 | 2.2967 | 2.3 | 2.3 | 3.6 | 1.5 | 1.5 | 1.6 | 3 | 3.4483 | 4 | 6 | 2 | 3 | 3.8462 | 4
| Quartile 1 | #N/A | #N/A | #N/A | #N/A | 2.2917 | 3.6 | 2.475 | 2.825 | 3.6 | 2.625 | 2.625 | 2.3 | 4 | 6 | 6.25 | 6.3438 | 6.5 | 4.1115 | 4.1406 | 7
| Average | 2 | 2 | 3 | 3.3 | 2.6458 | 3.6138 | 3.825 | 3.5167 | 4.4486 | 3.525 | 3 | 3.9867 | 5.5556 | 6.107 | 6.9854 | 7.3961 | 7.8978 | 6.228 | 7.4256 | 9.7143
| Median | 2 | 2 | 3 | 3.3 | 2.6458 | 3.6 | 4 | 3.6 | 3.6 | 3.6 | 3 | 3.3333 | 6 | 6 | 7 | 8 | 8.4 | 7 | 7.5 | 9.5
| Quartile 3 | #N/A | #N/A | #N/A | #N/A | 3 | 3.6 | 5 | 3.95 | 6.1458 | 3.9 | 3.9 | 6 | 7 | 6.4053 | 8.2964 | 8.129 | 9.5 | 8 | 10.2439 | 13
| Max | 2 | 2 | 3 | 3.6 | 3 | 5 | 5 | 5 | 6.1458 | 6 | 6 | 6 | 8 | 8.25 | 8.4727 | 8.3 | 9.5556 | 9.5 | 13 | 14
| Quartiles | #N/A | #N/A | #N/A | #N/A | 0.70833 | 0 | 2.525 | 1.125 | 2.5458 | 1.275 | 1.275 | 3.7 | 3 | 0.40532 | 2.0464 | 1.7853 | 3 | 3.8885 | 6.1033 | 6
| Reset | #N/A | #N/A | #N/A | #N/A | -3 | -3.6 | -5 | -3.95 | -6.1458 | -3.9 | -3.9 | -6 | -7 | -6.4053 | -8.2964 | -8.129 | -9.5 | -8 | -10.2439 | -13
| Min-max | 0 | 0 | 0 | 0.6 | 0.70833 | 2.7033 | 2.7 | 2.7 | 2.5458 | 4.5 | 4.5 | 4.4 | 5 | 4.8017 | 4.4727 | 2.3 | 7.5556 | 6.5 | 9.1538 | 10
| MW of contracts | 60 | 60 | 90 | 198 | 520 | 1243.4 | 627 | 1454.1 | 1673.6 | 1190.2 | 216 | 844.2 | 2033 | 3215.5 | 3536.7 | 2377.8 | 5307.7 | 4442.1 | 8956.4 | 4244.5
| Turbine number | 30 | 30 | 30 | 61 | 196 | 376 | 214 | 401 | 397 | 354 | 72 | 207 | 420 | 560 | 500 | 304 | 603 | 644 | 870 | 397
| Count deals | 1 | 1 | 1 | 2 | 4 | 7 | 4 | 6 | 6 | 8 | 1 | 5 | 9 | 10 | 12 | 7 | 12 | 14 | 18 | 7

## Project size, Offshore wind
Project size, Offshore wind
Dataset | Project size, Offshore wind
Units | MW
Source | BNEF Renewable Asset Database
Subject to terms and conditions
Distribution of offshore wind project size, global
Financing date ->
| Technology |  | Metric | 2010 | 2011 | 2012 | 2013 | 2014 | 2015 | 2016 | 2017 | 2018 | 2019 | 2020 | 2021 | 2022
| Wind Onshore |  | Min | 2.3 | 2 | 1.99 | 7 | 6 | 5 | 2 | 4.2 | 2 | 12 | 2 | 4.25 | 6.2
| Wind Onshore |  | Decile 1 | 2.3 | 2.2 | 1.99 | 8.5 | 19.05 | 30 | 10 | 32.76 | 3.3 | 50 | 27.72 | 13.04 | 7.25
| Wind Onshore |  | Quartile 1 | 75.05 | 16 | 5.5 | 27.375 | 96 | 75 | 70.8 | 201.6 | 106.9 | 200 | 50 | 30 | 100
| Wind Onshore |  | Median | 151.2 | 149.3 | 60 | 111.3 | 300 | 200 | 254 | 302.4 | 235.75 | 300 | 254.2 | 176.4 | 300
| Wind Onshore |  | Average | 220 | 171.6909 | 112.2656 | 136.025 | 268.3583 | 215.5095 | 225.0033 | 285.5852 | 242.2588 | 266.7029 | 273.0946 | 272.739 | 375.4974
| Wind Onshore |  | Quartile 3 | 376.4 | 301.6 | 243 | 241.5 | 397.2 | 331 | 373.45 | 376 | 314 | 303.15 | 400 | 403 | 504
| Wind Onshore |  | Decile 9 | 576 | 399.92 | 288 | 288 | 540.6 | 401.64 | 406 | 462 | 493.85 | 462 | 617.5 | 700 | 1000
| Wind Onshore |  | Max | 576 | 400 | 288 | 288 | 600 | 573 | 464.8 | 497 | 731.5 | 605.2 | 1540 | 1001 | 1001
| Wind Onshore |  | Number | 9 | 11 | 9 | 12 | 12 | 21 | 30 | 27 | 34 | 35 | 65 | 41 | 19
| Wind Onshore |  | Min-Max range | 573.7 | 398 | 286.01 | 281 | 594 | 568 | 462.8 | 492.8 | 729.5 | 593.2 | 1538 | 996.75 | 994.8
| Wind Onshore |  | Quartile range | 301.35 | 285.6 | 237.5 | 214.125 | 301.2 | 256 | 302.65 | 174.4 | 207.1 | 103.15 | 350 | 373 | 404
| For Chart |  | Metric | Financing date -> 2010: 2010; Financing date -> 2012: 12; Financing date -> 2014: 14; Financing date -> 2016: 16; Financing date -> 2018: 18; Financing date -> 2020: 20; Financing date -> 2022: 22 ytd
| 0 to Min |  | Min | 2.3 | 2 | 1.99 | 7 | 6 | 5 | 2 | 4.2 | 2 | 12 | 2 | 4.25 | 6.2
| D1 to Q1 |  | 25% smallest | 72.75 | 14 | 3.51 | 20.375 | 90 | 70 | 68.8 | 197.4 | 104.9 | 188 | 48 | 25.75 | 93.8
| Q1 to Q3 |  | 50% central | 374.1 | 299.4 | 241.01 | 233 | 378.15 | 301 | 363.45 | 343.24 | 310.7 | 253.15 | 372.28 | 389.96 | 496.75
| Q3 to Q4 |  | 25% largest projects | 199.6 | 98.4 | 45 | 46.5 | 202.8 | 242 | 91.35 | 121 | 417.5 | 302.05 | 1140 | 598 | 497
Median project size, by country
MW
| Technology |  | Metric | 2010 | 2011 | 2012 | 2013 | 2014 | 2015 | 2016 | 2017 | 2018 | 2019 | 2020 | 2021 | 2022
| Wind Onshore | Australia |  | 48.3 | 55 | 131.2 | 106.8 | 6.15 | 102.4 | 100.8 | 116.1 | 133.2 | 152.95 | 12 | 180.6 | 686.7
| Wind Onshore | China |  | 49.5 | 49.5 | 49.5 | 49.5 | 49.5 | 49.5 | 49.8 | 50 | 50 | 50 | 50 | 49.5 | 124.45
| Wind Onshore | Germany |  | 6 | 6.9 | 9.2 | 9.6 | 9.4 | 9.2 | 8.3 | 9 | 7.2 | 9 | 8.4 | 8.45 | 16.95
| Wind Onshore | India |  | 4.5 | 2.1 | 6.8 | 13 | 8.2 | 4 | 6 | 2.1 | 2.1 | 18.9 | 2.775 | 132.25 | 99.9
| Wind Onshore | Japan |  | 10 | 2 | 6 | 4 | 7.48 | 2 | 16 | 20.4 | 7.485 | 6.9 | 17.1 | 14.46 | 42
| Wind Onshore | United Kingdom |  | 9.1 | 10.1 | 10 | 12 | 9 | 15 | 8.3 | 12.85 | 9 | 23.75 | 43.2 | 40.04 | 27.4
| Wind Onshore | United States |  | 72 | 25.15 | 62.1 | 115.8 | 124.55 | 107.5 | 104 | 114 | 103.5 | 162 | 160.8 | 145 | 301.5
| Wind Onshore | Spain |  | 30 | 30.3 | 18 | 9 | #N/A | 35 | 4.5 | 9.6 | 25.3 | 26.15 | 31.5 | 49 | 38.3
| Wind Onshore | France |  | 12 | 11.75 | 12 | 12 | 12 | 12 | 12 | 12.5 | 14.1 | 13.2 | 12 | 14 | 23.4
| Wind Onshore | Brazil |  | 30 | 27.45 | 29.65 | 27.975 | 28.9 | 22.295 | 27.3 | 27.6 | 25 | 34.125 | 42 | 37.2 | 39.2
| Wind Onshore | South Africa |  | 1.8 | #N/A | 76.9 | 94.5 | 88 | 125.65 | #N/A | #N/A | 142.6 | #N/A | #N/A | #N/A | #N/A

## Battery storage characteristics
Battery storage project characteristics
Dataset | Battery storage project characteristics, global
Units | As indicated
Source | BloombergNEF
Subject to terms and conditions
| Power output | [5 empty] | Storage duration
Battery storage project characteristics
|  |  | 2010 |  | 12 |  | 14 |  | 16 |  | 18 |  |  | 21e
| Statistic | Metric | 2010 | 2011 | 2012 | 2013 | 2014 | 2015 | 2016 | 2017 | 2018 | 2019 | 2020 | 2021
| Average | Output (MW) | 0.35556 | 2.6969 | 0.59759 | 0.62592 | 1.6183 | 2.9606 | 4.9713 | 5.0516 | 5.8207 | 7.41 | 12.0332 | 22.0531
|  | Duration (hours) | 0.83333 | 1.1348 | 1.0335 | 1.3796 | 1.9415 | 1.2004 | 1.3675 | 1.6885 | 2.3342 | 1.8035 | 1.7487 | 2.2001
| First quartile | Output (MW) | 0.075 | 0.05 | 0.05 | 0.1225 | 0.25 | 0.33 | 0.45 | 0.5 | 0.67 | 1 | 1.3 | 2.3
|  | Duration (hours) | #N/A | 0.25 | 0.44545 | 0.25333 | 0.825 | 0.5 | 0.48333 | 0.5 | 1 | 0.86235 | 1 | 1.1055
| Last quartile | Output (MW) | 0.6 | 2 | 0.825 | 0.67 | 1.585 | 1.7 | 7.5 | 5.8 | 9 | 10 | 10 | 20
|  | Duration (hours) | #N/A | 1.6667 | 1.335 | 2 | 2.4667 | 1.7982 | 1.9126 | 2.3229 | 3.42 | 2 | 2 | 3
| Min | Output (MW) | 0.05 | 0.02 | 0.01 | 0.02 | 0.02 | 0.02 | 0.07 | 0.03 | 0.01 | 0.03 | 0.05 | 0.1
|  | Duration (hours) | 0.66667 | 0.15 | 0.25 | 0.16667 | 0.31765 | 0.25 | 0.25 | 0.15667 | 0.375 | 0.24554 | 0.25 | 0.21818
| Max | Output (MW) | 1.5 | 21.33 | 11 | 5 | 28 | 100 | 50.4 | 66.67 | 50 | 100 | 301.46 | 400
|  | Duration (hours) | 1 | 4 | 3 | 5 | 7.6667 | 4.195 | 4 | 6.5 | 8 | 8 | 5 | 7.1157
| Median | Output (MW) | 0.1 | 0.5 | 0.11 | 0.33 | 0.67 | 0.6 | 1 | 1 | 2 | 2.345 | 4.06 | 6.67
|  | Duration (hours) | 0.83333 | 0.50023 | 0.9 | 0.76 | 1.665 | 1 | 1 | 1 | 2 | 1.0101 | 1.49 | 2
Note: Reflect projects commissioned, financed or under construction. Statistics based on a global subset of 1654 Li-ion energy storage projects since 2010. See BNEF’s Storage Asset Database (web).
For Charting Purposes
Duration (hours)
|  |  | 2010 |  | 12 |  | 14 |  | 16 |  | 18 |  |  | 21
| Min | Min | 0.66667 | 0.15 | 0.25 | 0.16667 | 0.31765 | 0.25 | 0.25 | 0.15667 | 0.375 | 0.24554 | 0.25 | 0.21818
| Min to Q1 | Min to Q1 | #N/A | 0.1 | 0.19545 | 0.086667 | 0.50735 | 0.25 | 0.23333 | 0.34333 | 0.625 | 0.61681 | 0.75 | 0.88735
| Q1 to Q4 | Q1 to Q4 | #N/A | 1.4167 | 0.88955 | 1.7467 | 1.6417 | 1.2982 | 1.4292 | 1.8229 | 2.42 | 1.1377 | 1 | 1.8945
| Q4 to Max | Q4 to Max | #N/A | 2.3333 | 1.665 | 3 | 5.2 | 2.3968 | 2.0874 | 4.1771 | 4.58 | 6 | 3 | 4.1157
Power output (MW)
|  |  | 2010 |  | 12 |  | 14 |  | 16 |  | 18 |  |  | 21
| Min | Min | 0.05 | 0.02 | 0.01 | 0.02 | 0.02 | 0.02 | 0.07 | 0.03 | 0.01 | 0.03 | 0.05 | 0.1
| Min to Q1 | Min to Q1 | 0.025 | 0.03 | 0.04 | 0.1025 | 0.23 | 0.31 | 0.38 | 0.47 | 0.66 | 0.97 | 1.25 | 2.2
| Q1 to Q4 | Q1 to Q4 | 0.525 | 1.95 | 0.775 | 0.5475 | 1.335 | 1.37 | 7.05 | 5.3 | 8.33 | 9 | 8.7 | 17.7
| Q4 to Max | Q4 to Max | 0.9 | 19.33 | 10.175 | 4.33 | 26.415 | 98.3 | 42.9 | 60.87 | 41 | 90 | 291.46 | 380

## APAC spotlight -->
APAC spotlight

## Central bank base rates
Central bank base rates
Dataset | Central bank base rates
Units | As indicated
Source | BloombergNEF
Subject to terms and conditions
| Central bank base rates | [6 empty] | Impact of central bank base rates on utility-scale PV LCOE
| Central bank base rate | [5 empty] | Base rate versus utility-scale PV LCOE
| Basis points | [5 empty] | $/MWh (nominal)
| Date | India | Australia | Green | Yellow | Red |  |  | India | Australia | Label
| Ticker --> | INRPYLPD Index (L1) | RBATCTR Index (R1) |  |  |  | 1H 2022 | 400bps | 33.4319 |  | 33.4319
| 2014-01-01 | 775 |  | 1 |  |  | June hike | 490bps | 34.6358 |  | 34.6358
| 2014-01-02 | 775 |  | 1 |  |  | 1H 2022 | 10bps | 0 | 48.1515 | 48.1515
| 2014-01-03 | 775 |  | 1 |  |  | June hike | 85bps | 0 | 49.1688 | 49.1688
| 2014-01-04 | 775 |  | 1
| 2014-01-05 | 775 |  | 1
| 2014-01-06 | 775 |  | 1
| 2014-01-07 | 775 |  | 1
| 2014-01-08 | 775 |  | 1
| 2014-01-09 | 775 |  | 1
| 2014-01-10 | 775 |  | 1
| 2014-01-11 | 775 |  | 1
| 2014-01-12 | 775 |  | 1
| 2014-01-13 | 775 |  | 1
| 2014-01-14 | 775 |  | 1
| 2014-01-15 | 775 |  | 1
| 2014-01-16 | 775 |  | 1
| 2014-01-17 | 775 |  | 1
| 2014-01-18 | 775 |  | 1
| 2014-01-19 | 775 |  | 1
| 2014-01-20 | 775 |  | 1
| 2014-01-21 | 775 |  | 1
| 2014-01-22 | 775 |  | 1
| 2014-01-23 | 775 |  | 1
| 2014-01-24 | 775 |  | 1
| 2014-01-25 | 775 |  | 1
| 2014-01-26 | 775 |  | 1
| 2014-01-27 | 775 |  | 1
| 2014-01-28 | 800 |  | 1
| 2014-01-29 | 800 |  | 1
| 2014-01-30 | 800 |  | 1
| 2014-01-31 | 800 |  | 1
| 2014-02-01 | 800 |  | 1
| 2014-02-02 | 800 |  | 1
| 2014-02-03 | 800 |  | 1
| 2014-02-04 | 800 | 250 | 1
| 2014-02-05 | 800 |  | 1
| 2014-02-06 | 800 |  | 1
| 2014-02-07 | 800 |  | 1
| 2014-02-08 | 800 |  | 1
| 2014-02-09 | 800 |  | 1
| 2014-02-10 | 800 |  | 1
| 2014-02-11 | 800 |  | 1
| 2014-02-12 | 800 |  | 1
| 2014-02-13 | 800 |  | 1
| 2014-02-14 | 800 |  | 1
| 2014-02-15 | 800 |  | 1
| 2014-02-16 | 800 |  | 1
| 2014-02-17 | 800 |  | 1
| 2014-02-18 | 800 |  | 1
| 2014-02-19 | 800 |  | 1
| 2014-02-20 | 800 |  | 1
| 2014-02-21 | 800 |  | 1
| 2014-02-22 | 800 |  | 1
| 2014-02-23 | 800 |  | 1
| 2014-02-24 | 800 |  | 1
| 2014-02-25 | 800 |  | 1
| 2014-02-26 | 800 |  | 1
| 2014-02-27 | 800 |  | 1
| 2014-02-28 | 800 |  | 1
| 2014-03-01 | 800 |  | 1
| 2014-03-02 | 800 |  | 1
| 2014-03-03 | 800 |  | 1
| 2014-03-04 | 800 | 250 | 1
| 2014-03-05 | 800 |  | 1
| 2014-03-06 | 800 |  | 1
| 2014-03-07 | 800 |  | 1
| 2014-03-08 | 800 |  | 1
| 2014-03-09 | 800 |  | 1
| 2014-03-10 | 800 |  | 1
| 2014-03-11 | 800 |  | 1
| 2014-03-12 | 800 |  | 1
| 2014-03-13 | 800 |  | 1
| 2014-03-14 | 800 |  | 1
| 2014-03-15 | 800 |  | 1
| 2014-03-16 | 800 |  | 1
| 2014-03-17 | 800 |  | 1
| 2014-03-18 | 800 |  | 1
| 2014-03-19 | 800 |  | 1
| 2014-03-20 | 800 |  | 1
| 2014-03-21 | 800 |  | 1
| 2014-03-22 | 800 |  | 1
| 2014-03-23 | 800 |  | 1
| 2014-03-24 | 800 |  | 1
| 2014-03-25 | 800 |  | 1
| 2014-03-26 | 800 |  | 1
| 2014-03-27 | 800 |  | 1
| 2014-03-28 | 800 |  | 1
| 2014-03-29 | 800 |  | 1
| 2014-03-30 | 800 |  | 1
| 2014-03-31 | 800 |  | 1
| 2014-04-01 | 800 | 250 | 1
| 2014-04-02 | 800 |  | 1
| 2014-04-03 | 800 |  | 1
| 2014-04-04 | 800 |  | 1
| 2014-04-05 | 800 |  | 1
| 2014-04-06 | 800 |  | 1
| 2014-04-07 | 800 |  | 1
| 2014-04-08 | 800 |  | 1
| 2014-04-09 | 800 |  | 1
| 2014-04-10 | 800 |  | 1
| 2014-04-11 | 800 |  | 1
| 2014-04-12 | 800 |  | 1
| 2014-04-13 | 800 |  | 1
| 2014-04-14 | 800 |  | 1
| 2014-04-15 | 800 |  | 1
| 2014-04-16 | 800 |  | 1
| 2014-04-17 | 800 |  | 1
| 2014-04-18 | 800 |  | 1
| 2014-04-19 | 800 |  | 1
| 2014-04-20 | 800 |  | 1
| 2014-04-21 | 800 |  | 1
| 2014-04-22 | 800 |  | 1
| 2014-04-23 | 800 |  | 1
| 2014-04-24 | 800 |  | 1
| 2014-04-25 | 800 |  | 1
| 2014-04-26 | 800 |  | 1
| 2014-04-27 | 800 |  | 1
| 2014-04-28 | 800 |  | 1
| 2014-04-29 | 800 |  | 1
| 2014-04-30 | 800 |  | 1
| 2014-05-01 | 800 |  | 1
| 2014-05-02 | 800 |  | 1
| 2014-05-03 | 800 |  | 1
| 2014-05-04 | 800 |  | 1
| 2014-05-05 | 800 |  | 1
| 2014-05-06 | 800 | 250 | 1
| 2014-05-07 | 800 |  | 1
| 2014-05-08 | 800 |  | 1
| 2014-05-09 | 800 |  | 1
| 2014-05-10 | 800 |  | 1
| 2014-05-11 | 800 |  | 1
| 2014-05-12 | 800 |  | 1
| 2014-05-13 | 800 |  | 1
| 2014-05-14 | 800 |  | 1
| 2014-05-15 | 800 |  | 1
| 2014-05-16 | 800 |  | 1
| 2014-05-17 | 800 |  | 1
| 2014-05-18 | 800 |  | 1
| 2014-05-19 | 800 |  | 1
| 2014-05-20 | 800 |  | 1
| 2014-05-21 | 800 |  | 1
| 2014-05-22 | 800 |  | 1
| 2014-05-23 | 800 |  | 1
| 2014-05-24 | 800 |  | 1
| 2014-05-25 | 800 |  | 1
| 2014-05-26 | 800 |  | 1
| 2014-05-27 | 800 |  | 1
| 2014-05-28 | 800 |  | 1
| 2014-05-29 | 800 |  | 1
| 2014-05-30 | 800 |  | 1
| 2014-05-31 | 800 |  | 1
| 2014-06-01 | 800 |  | 1
| 2014-06-02 | 800 |  | 1
| 2014-06-03 | 800 | 250 | 1
| 2014-06-04 | 800 |  | 1
| 2014-06-05 | 800 |  | 1
| 2014-06-06 | 800 |  | 1
| 2014-06-07 | 800 |  | 1
| 2014-06-08 | 800 |  | 1
| 2014-06-09 | 800 |  | 1
| 2014-06-10 | 800 |  | 1
| 2014-06-11 | 800 |  | 1
| 2014-06-12 | 800 |  | 1
| 2014-06-13 | 800 |  | 1
| 2014-06-14 | 800 |  | 1
| 2014-06-15 | 800 |  | 1
| 2014-06-16 | 800 |  | 1
| 2014-06-17 | 800 |  | 1
| 2014-06-18 | 800 |  | 1
| 2014-06-19 | 800 |  | 1
| 2014-06-20 | 800 |  | 1
| 2014-06-21 | 800 |  | 1
| 2014-06-22 | 800 |  | 1
| 2014-06-23 | 800 |  | 1
| 2014-06-24 | 800 |  | 1
| 2014-06-25 | 800 |  | 1
| 2014-06-26 | 800 |  | 1
| 2014-06-27 | 800 |  | 1
| 2014-06-28 | 800 |  | 1
| 2014-06-29 | 800 |  | 1
| 2014-06-30 | 800 |  | 1
| 2014-07-01 | 800 | 250 | 1
| 2014-07-02 | 800 |  | 1
| 2014-07-03 | 800 |  | 1
| 2014-07-04 | 800 |  | 1
| 2014-07-05 | 800 |  | 1
| 2014-07-06 | 800 |  | 1
| 2014-07-07 | 800 |  | 1
| 2014-07-08 | 800 |  | 1
| 2014-07-09 | 800 |  | 1
| 2014-07-10 | 800 |  | 1
| 2014-07-11 | 800 |  | 1
| 2014-07-12 | 800 |  | 1
| 2014-07-13 | 800 |  | 1
| 2014-07-14 | 800 |  | 1
| 2014-07-15 | 800 |  | 1
| 2014-07-16 | 800 |  | 1
| 2014-07-17 | 800 |  | 1
| 2014-07-18 | 800 |  | 1
| 2014-07-19 | 800 |  | 1
| 2014-07-20 | 800 |  | 1
| 2014-07-21 | 800 |  | 1
| 2014-07-22 | 800 |  | 1
| 2014-07-23 | 800 |  | 1
| 2014-07-24 | 800 |  | 1
| 2014-07-25 | 800 |  | 1
| 2014-07-26 | 800 |  | 1
| 2014-07-27 | 800 |  | 1
| 2014-07-28 | 800 |  | 1
| 2014-07-29 | 800 |  | 1
| 2014-07-30 | 800 |  | 1
| 2014-07-31 | 800 |  | 1
| 2014-08-01 | 800 |  | 1
| 2014-08-02 | 800 |  | 1
| 2014-08-03 | 800 |  | 1
| 2014-08-04 | 800 |  | 1
| 2014-08-05 | 800 | 250 | 1
| 2014-08-06 | 800 |  | 1
| 2014-08-07 | 800 |  | 1
| 2014-08-08 | 800 |  | 1
| 2014-08-09 | 800 |  | 1
| 2014-08-10 | 800 |  | 1
| 2014-08-11 | 800 |  | 1
| 2014-08-12 | 800 |  | 1
| 2014-08-13 | 800 |  | 1
| 2014-08-14 | 800 |  | 1
| 2014-08-15 | 800 |  | 1
| 2014-08-16 | 800 |  | 1
| 2014-08-17 | 800 |  | 1
| 2014-08-18 | 800 |  | 1
| 2014-08-19 | 800 |  | 1
| 2014-08-20 | 800 |  | 1
| 2014-08-21 | 800 |  | 1
| 2014-08-22 | 800 |  | 1
| 2014-08-23 | 800 |  | 1
| 2014-08-24 | 800 |  | 1
| 2014-08-25 | 800 |  | 1
| 2014-08-26 | 800 |  | 1
| 2014-08-27 | 800 |  | 1
| 2014-08-28 | 800 |  | 1
| 2014-08-29 | 800 |  | 1
| 2014-08-30 | 800 |  | 1
| 2014-08-31 | 800 |  | 1
| 2014-09-01 | 800 |  | 1
| 2014-09-02 | 800 | 250 | 1
| 2014-09-03 | 800 |  | 1
| 2014-09-04 | 800 |  | 1
| 2014-09-05 | 800 |  | 1
| 2014-09-06 | 800 |  | 1
| 2014-09-07 | 800 |  | 1
| 2014-09-08 | 800 |  | 1
| 2014-09-09 | 800 |  | 1
| 2014-09-10 | 800 |  | 1
| 2014-09-11 | 800 |  | 1
| 2014-09-12 | 800 |  | 1
| 2014-09-13 | 800 |  | 1
| 2014-09-14 | 800 |  | 1
| 2014-09-15 | 800 |  | 1
| 2014-09-16 | 800 |  | 1
| 2014-09-17 | 800 |  | 1
| 2014-09-18 | 800 |  | 1
| 2014-09-19 | 800 |  | 1
| 2014-09-20 | 800 |  | 1
| 2014-09-21 | 800 |  | 1
| 2014-09-22 | 800 |  | 1
| 2014-09-23 | 800 |  | 1
| 2014-09-24 | 800 |  | 1
| 2014-09-25 | 800 |  | 1
| 2014-09-26 | 800 |  | 1
| 2014-09-27 | 800 |  | 1
| 2014-09-28 | 800 |  | 1
| 2014-09-29 | 800 |  | 1
| 2014-09-30 | 800 |  | 1
| 2014-10-01 | 800 |  | 1
| 2014-10-02 | 800 |  | 1
| 2014-10-03 | 800 |  | 1
| 2014-10-04 | 800 |  | 1
| 2014-10-05 | 800 |  | 1
| 2014-10-06 | 800 |  | 1
| 2014-10-07 | 800 | 250 | 1
| 2014-10-08 | 800 |  | 1
| 2014-10-09 | 800 |  | 1
| 2014-10-10 | 800 |  | 1
| 2014-10-11 | 800 |  | 1
| 2014-10-12 | 800 |  | 1
| 2014-10-13 | 800 |  | 1
| 2014-10-14 | 800 |  | 1
| 2014-10-15 | 800 |  | 1
| 2014-10-16 | 800 |  | 1
| 2014-10-17 | 800 |  | 1
| 2014-10-18 | 800 |  | 1
| 2014-10-19 | 800 |  | 1
| 2014-10-20 | 800 |  | 1
| 2014-10-21 | 800 |  | 1
| 2014-10-22 | 800 |  | 1
| 2014-10-23 | 800 |  | 1
| 2014-10-24 | 800 |  | 1
| 2014-10-25 | 800 |  | 1
| 2014-10-26 | 800 |  | 1
| 2014-10-27 | 800 |  | 1
| 2014-10-28 | 800 |  | 1
| 2014-10-29 | 800 |  | 1
| 2014-10-30 | 800 |  | 1
| 2014-10-31 | 800 |  | 1
| 2014-11-01 | 800 |  | 1
| 2014-11-02 | 800 |  | 1
| 2014-11-03 | 800 |  | 1
| 2014-11-04 | 800 | 250 | 1
| 2014-11-05 | 800 |  | 1
| 2014-11-06 | 800 |  | 1
| 2014-11-07 | 800 |  | 1
| 2014-11-08 | 800 |  | 1
| 2014-11-09 | 800 |  | 1
| 2014-11-10 | 800 |  | 1
| 2014-11-11 | 800 |  | 1
| 2014-11-12 | 800 |  | 1
| 2014-11-13 | 800 |  | 1
| 2014-11-14 | 800 |  | 1
| 2014-11-15 | 800 |  | 1
| 2014-11-16 | 800 |  | 1
| 2014-11-17 | 800 |  | 1
| 2014-11-18 | 800 |  | 1
| 2014-11-19 | 800 |  | 1
| 2014-11-20 | 800 |  | 1
| 2014-11-21 | 800 |  | 1
| 2014-11-22 | 800 |  | 1
| 2014-11-23 | 800 |  | 1
| 2014-11-24 | 800 |  | 1
| 2014-11-25 | 800 |  | 1
| 2014-11-26 | 800 |  | 1
| 2014-11-27 | 800 |  | 1
| 2014-11-28 | 800 |  | 1
| 2014-11-29 | 800 |  | 1
| 2014-11-30 | 800 |  | 1
| 2014-12-01 | 800 |  | 1
| 2014-12-02 | 800 | 250 | 1
| 2014-12-03 | 800 |  | 1
| 2014-12-04 | 800 |  | 1
| 2014-12-05 | 800 |  | 1
| 2014-12-06 | 800 |  | 1
| 2014-12-07 | 800 |  | 1
| 2014-12-08 | 800 |  | 1
| 2014-12-09 | 800 |  | 1
| 2014-12-10 | 800 |  | 1
| 2014-12-11 | 800 |  | 1
| 2014-12-12 | 800 |  | 1
| 2014-12-13 | 800 |  | 1
| 2014-12-14 | 800 |  | 1
| 2014-12-15 | 800 |  | 1
| 2014-12-16 | 800 |  | 1
| 2014-12-17 | 800 |  | 1
| 2014-12-18 | 800 |  | 1
| 2014-12-19 | 800 |  | 1
| 2014-12-20 | 800 |  | 1
| 2014-12-21 | 800 |  | 1
| 2014-12-22 | 800 |  | 1
| 2014-12-23 | 800 |  | 1
| 2014-12-24 | 800 |  | 1
| 2014-12-25 | 800 |  | 1
| 2014-12-26 | 800 |  | 1
| 2014-12-27 | 800 |  | 1
| 2014-12-28 | 800 |  | 1
| 2014-12-29 | 800 |  | 1
| 2014-12-30 | 800 |  | 1
| 2014-12-31 | 800 |  | 1
| 2015-01-01 | 800 |  | 1
| 2015-01-02 | 800 |  | 1
| 2015-01-03 | 800 |  | 1
| 2015-01-04 | 800 |  | 1
| 2015-01-05 | 800 |  | 1
| 2015-01-06 | 800 |  | 1
| 2015-01-07 | 800 |  | 1
| 2015-01-08 | 800 |  | 1
| 2015-01-09 | 800 |  | 1
| 2015-01-10 | 800 |  | 1
| 2015-01-11 | 800 |  | 1
| 2015-01-12 | 800 |  | 1
| 2015-01-13 | 800 |  | 1
| 2015-01-14 | 800 |  | 1
| 2015-01-15 | 775 |  | 1
| 2015-01-16 | 775 |  | 1
| 2015-01-17 | 775 |  | 1
| 2015-01-18 | 775 |  | 1
| 2015-01-19 | 775 |  | 1
| 2015-01-20 | 775 |  | 1
| 2015-01-21 | 775 |  | 1
| 2015-01-22 | 775 |  | 1
| 2015-01-23 | 775 |  | 1
| 2015-01-24 | 775 |  | 1
| 2015-01-25 | 775 |  | 1
| 2015-01-26 | 775 |  | 1
| 2015-01-27 | 775 |  | 1
| 2015-01-28 | 775 |  | 1
| 2015-01-29 | 775 |  | 1
| 2015-01-30 | 775 |  | 1
| 2015-01-31 | 775 |  | 1
| 2015-02-01 | 775 |  | 1
| 2015-02-02 | 775 |  | 1
| 2015-02-03 | 775 | 225 | 1
| 2015-02-04 | 775 |  | 1
| 2015-02-05 | 775 |  | 1
| 2015-02-06 | 775 |  | 1
| 2015-02-07 | 775 |  | 1
| 2015-02-08 | 775 |  | 1
| 2015-02-09 | 775 |  | 1
| 2015-02-10 | 775 |  | 1
| 2015-02-11 | 775 |  | 1
| 2015-02-12 | 775 |  | 1
| 2015-02-13 | 775 |  | 1
| 2015-02-14 | 775 |  | 1
| 2015-02-15 | 775 |  | 1
| 2015-02-16 | 775 |  | 1
| 2015-02-17 | 775 |  | 1
| 2015-02-18 | 775 |  | 1
| 2015-02-19 | 775 |  | 1
| 2015-02-20 | 775 |  | 1
| 2015-02-21 | 775 |  | 1
| 2015-02-22 | 775 |  | 1
| 2015-02-23 | 775 |  | 1
| 2015-02-24 | 775 |  | 1
| 2015-02-25 | 775 |  | 1
| 2015-02-26 | 775 |  | 1
| 2015-02-27 | 775 |  | 1
| 2015-02-28 | 775 |  | 1
| 2015-03-01 | 775 |  | 1
| 2015-03-02 | 775 |  | 1
| 2015-03-03 | 775 | 225 | 1
| 2015-03-04 | 750 |  | 1
| 2015-03-05 | 750 |  | 1
| 2015-03-06 | 750 |  | 1
| 2015-03-07 | 750 |  | 1
| 2015-03-08 | 750 |  | 1
| 2015-03-09 | 750 |  | 1
| 2015-03-10 | 750 |  | 1
| 2015-03-11 | 750 |  | 1
| 2015-03-12 | 750 |  | 1
| 2015-03-13 | 750 |  | 1
| 2015-03-14 | 750 |  | 1
| 2015-03-15 | 750 |  | 1
| 2015-03-16 | 750 |  | 1
| 2015-03-17 | 750 |  | 1
| 2015-03-18 | 750 |  | 1
| 2015-03-19 | 750 |  | 1
| 2015-03-20 | 750 |  | 1
| 2015-03-21 | 750 |  | 1
| 2015-03-22 | 750 |  | 1
| 2015-03-23 | 750 |  | 1
| 2015-03-24 | 750 |  | 1
| 2015-03-25 | 750 |  | 1
| 2015-03-26 | 750 |  | 1
| 2015-03-27 | 750 |  | 1
| 2015-03-28 | 750 |  | 1
| 2015-03-29 | 750 |  | 1
| 2015-03-30 | 750 |  | 1
| 2015-03-31 | 750 |  | 1
| 2015-04-01 | 750 |  | 1
| 2015-04-02 | 750 |  | 1
| 2015-04-03 | 750 |  | 1
| 2015-04-04 | 750 |  | 1
| 2015-04-05 | 750 |  | 1
| 2015-04-06 | 750 |  | 1
| 2015-04-07 | 750 | 225 | 1
| 2015-04-08 | 750 |  | 1
| 2015-04-09 | 750 |  | 1
| 2015-04-10 | 750 |  | 1
| 2015-04-11 | 750 |  | 1
| 2015-04-12 | 750 |  | 1
| 2015-04-13 | 750 |  | 1
| 2015-04-14 | 750 |  | 1
| 2015-04-15 | 750 |  | 1
| 2015-04-16 | 750 |  | 1
| 2015-04-17 | 750 |  | 1
| 2015-04-18 | 750 |  | 1
| 2015-04-19 | 750 |  | 1
| 2015-04-20 | 750 |  | 1
| 2015-04-21 | 750 |  | 1
| 2015-04-22 | 750 |  | 1
| 2015-04-23 | 750 |  | 1
| 2015-04-24 | 750 |  | 1
| 2015-04-25 | 750 |  | 1
| 2015-04-26 | 750 |  | 1
| 2015-04-27 | 750 |  | 1
| 2015-04-28 | 750 |  | 1
| 2015-04-29 | 750 |  | 1
| 2015-04-30 | 750 |  | 1
| 2015-05-01 | 750 |  | 1
| 2015-05-02 | 750 |  | 1
| 2015-05-03 | 750 |  | 1
| 2015-05-04 | 750 |  | 1
| 2015-05-05 | 750 | 200 | 1
| 2015-05-06 | 750 |  | 1
| 2015-05-07 | 750 |  | 1
| 2015-05-08 | 750 |  | 1
| 2015-05-09 | 750 |  | 1
| 2015-05-10 | 750 |  | 1
| 2015-05-11 | 750 |  | 1
| 2015-05-12 | 750 |  | 1
| 2015-05-13 | 750 |  | 1
| 2015-05-14 | 750 |  | 1
| 2015-05-15 | 750 |  | 1
| 2015-05-16 | 750 |  | 1
| 2015-05-17 | 750 |  | 1
| 2015-05-18 | 750 |  | 1
| 2015-05-19 | 750 |  | 1
| 2015-05-20 | 750 |  | 1
| 2015-05-21 | 750 |  | 1
| 2015-05-22 | 750 |  | 1
| 2015-05-23 | 750 |  | 1
| 2015-05-24 | 750 |  | 1
| 2015-05-25 | 750 |  | 1
| 2015-05-26 | 750 |  | 1
| 2015-05-27 | 750 |  | 1
| 2015-05-28 | 750 |  | 1
| 2015-05-29 | 750 |  | 1
| 2015-05-30 | 750 |  | 1
| 2015-05-31 | 750 |  | 1
| 2015-06-01 | 750 |  | 1
| 2015-06-02 | 725 | 200 | 1
| 2015-06-03 | 725 |  | 1
| 2015-06-04 | 725 |  | 1
| 2015-06-05 | 725 |  | 1
| 2015-06-06 | 725 |  | 1
| 2015-06-07 | 725 |  | 1
| 2015-06-08 | 725 |  | 1
| 2015-06-09 | 725 |  | 1
| 2015-06-10 | 725 |  | 1
| 2015-06-11 | 725 |  | 1
| 2015-06-12 | 725 |  | 1
| 2015-06-13 | 725 |  | 1
| 2015-06-14 | 725 |  | 1
| 2015-06-15 | 725 |  | 1
| 2015-06-16 | 725 |  | 1
| 2015-06-17 | 725 |  | 1
| 2015-06-18 | 725 |  | 1
| 2015-06-19 | 725 |  | 1
| 2015-06-20 | 725 |  | 1
| 2015-06-21 | 725 |  | 1
| 2015-06-22 | 725 |  | 1
| 2015-06-23 | 725 |  | 1
| 2015-06-24 | 725 |  | 1
| 2015-06-25 | 725 |  | 1
| 2015-06-26 | 725 |  | 1
| 2015-06-27 | 725 |  | 1
| 2015-06-28 | 725 |  | 1
| 2015-06-29 | 725 |  | 1
| 2015-06-30 | 725 |  | 1
| 2015-07-01 | 725 |  | 1
| 2015-07-02 | 725 |  | 1
| 2015-07-03 | 725 |  | 1
| 2015-07-04 | 725 |  | 1
| 2015-07-05 | 725 |  | 1
| 2015-07-06 | 725 |  | 1
| 2015-07-07 | 725 | 200 | 1
| 2015-07-08 | 725 |  | 1
| 2015-07-09 | 725 |  | 1
| 2015-07-10 | 725 |  | 1
| 2015-07-11 | 725 |  | 1
| 2015-07-12 | 725 |  | 1
| 2015-07-13 | 725 |  | 1
| 2015-07-14 | 725 |  | 1
| 2015-07-15 | 725 |  | 1
| 2015-07-16 | 725 |  | 1
| 2015-07-17 | 725 |  | 1
| 2015-07-18 | 725 |  | 1
| 2015-07-19 | 725 |  | 1
| 2015-07-20 | 725 |  | 1
| 2015-07-21 | 725 |  | 1
| 2015-07-22 | 725 |  | 1
| 2015-07-23 | 725 |  | 1
| 2015-07-24 | 725 |  | 1
| 2015-07-25 | 725 |  | 1
| 2015-07-26 | 725 |  | 1
| 2015-07-27 | 725 |  | 1
| 2015-07-28 | 725 |  | 1
| 2015-07-29 | 725 |  | 1
| 2015-07-30 | 725 |  | 1
| 2015-07-31 | 725 |  | 1
| 2015-08-01 | 725 |  | 1
| 2015-08-02 | 725 |  | 1
| 2015-08-03 | 725 |  | 1
| 2015-08-04 | 725 | 200 | 1
| 2015-08-05 | 725 |  | 1
| 2015-08-06 | 725 |  | 1
| 2015-08-07 | 725 |  | 1
| 2015-08-08 | 725 |  | 1
| 2015-08-09 | 725 |  | 1
| 2015-08-10 | 725 |  | 1
| 2015-08-11 | 725 |  | 1
| 2015-08-12 | 725 |  | 1
| 2015-08-13 | 725 |  | 1
| 2015-08-14 | 725 |  | 1
| 2015-08-15 | 725 |  | 1
| 2015-08-16 | 725 |  | 1
| 2015-08-17 | 725 |  | 1
| 2015-08-18 | 725 |  | 1
| 2015-08-19 | 725 |  | 1
| 2015-08-20 | 725 |  | 1
| 2015-08-21 | 725 |  | 1
| 2015-08-22 | 725 |  | 1
| 2015-08-23 | 725 |  | 1
| 2015-08-24 | 725 |  | 1
| 2015-08-25 | 725 |  | 1
| 2015-08-26 | 725 |  | 1
| 2015-08-27 | 725 |  | 1
| 2015-08-28 | 725 |  | 1
| 2015-08-29 | 725 |  | 1
| 2015-08-30 | 725 |  | 1
| 2015-08-31 | 725 |  | 1
| 2015-09-01 | 725 | 200 | 1
| 2015-09-02 | 725 |  | 1
| 2015-09-03 | 725 |  | 1
| 2015-09-04 | 725 |  | 1
| 2015-09-05 | 725 |  | 1
| 2015-09-06 | 725 |  | 1
| 2015-09-07 | 725 |  | 1
| 2015-09-08 | 725 |  | 1
| 2015-09-09 | 725 |  | 1
| 2015-09-10 | 725 |  | 1
| 2015-09-11 | 725 |  | 1
| 2015-09-12 | 725 |  | 1
| 2015-09-13 | 725 |  | 1
| 2015-09-14 | 725 |  | 1
| 2015-09-15 | 725 |  | 1
| 2015-09-16 | 725 |  | 1
| 2015-09-17 | 725 |  | 1
| 2015-09-18 | 725 |  | 1
| 2015-09-19 | 725 |  | 1
| 2015-09-20 | 725 |  | 1
| 2015-09-21 | 725 |  | 1
| 2015-09-22 | 725 |  | 1
| 2015-09-23 | 725 |  | 1
| 2015-09-24 | 725 |  | 1
| 2015-09-25 | 725 |  | 1
| 2015-09-26 | 725 |  | 1
| 2015-09-27 | 725 |  | 1
| 2015-09-28 | 725 |  | 1
| 2015-09-29 | 675 |  | 1
| 2015-09-30 | 675 |  | 1
| 2015-10-01 | 675 |  | 1
| 2015-10-02 | 675 |  | 1
| 2015-10-03 | 675 |  | 1
| 2015-10-04 | 675 |  | 1
| 2015-10-05 | 675 |  | 1
| 2015-10-06 | 675 | 200 | 1
| 2015-10-07 | 675 |  | 1
| 2015-10-08 | 675 |  | 1
| 2015-10-09 | 675 |  | 1
| 2015-10-10 | 675 |  | 1
| 2015-10-11 | 675 |  | 1
| 2015-10-12 | 675 |  | 1
| 2015-10-13 | 675 |  | 1
| 2015-10-14 | 675 |  | 1
| 2015-10-15 | 675 |  | 1
| 2015-10-16 | 675 |  | 1
| 2015-10-17 | 675 |  | 1
| 2015-10-18 | 675 |  | 1
| 2015-10-19 | 675 |  | 1
| 2015-10-20 | 675 |  | 1
| 2015-10-21 | 675 |  | 1
| 2015-10-22 | 675 |  | 1
| 2015-10-23 | 675 |  | 1
| 2015-10-24 | 675 |  | 1
| 2015-10-25 | 675 |  | 1
| 2015-10-26 | 675 |  | 1
| 2015-10-27 | 675 |  | 1
| 2015-10-28 | 675 |  | 1
| 2015-10-29 | 675 |  | 1
| 2015-10-30 | 675 |  | 1
| 2015-10-31 | 675 |  | 1
| 2015-11-01 | 675 |  | 1
| 2015-11-02 | 675 |  | 1
| 2015-11-03 | 675 | 200 | 1
| 2015-11-04 | 675 |  | 1
| 2015-11-05 | 675 |  | 1
| 2015-11-06 | 675 |  | 1
| 2015-11-07 | 675 |  | 1
| 2015-11-08 | 675 |  | 1
| 2015-11-09 | 675 |  | 1
| 2015-11-10 | 675 |  | 1
| 2015-11-11 | 675 |  | 1
| 2015-11-12 | 675 |  | 1
| 2015-11-13 | 675 |  | 1
| 2015-11-14 | 675 |  | 1
| 2015-11-15 | 675 |  | 1
| 2015-11-16 | 675 |  | 1
| 2015-11-17 | 675 |  | 1
| 2015-11-18 | 675 |  | 1
| 2015-11-19 | 675 |  | 1
| 2015-11-20 | 675 |  | 1
| 2015-11-21 | 675 |  | 1
| 2015-11-22 | 675 |  | 1
| 2015-11-23 | 675 |  | 1
| 2015-11-24 | 675 |  | 1
| 2015-11-25 | 675 |  | 1
| 2015-11-26 | 675 |  | 1
| 2015-11-27 | 675 |  | 1
| 2015-11-28 | 675 |  | 1
| 2015-11-29 | 675 |  | 1
| 2015-11-30 | 675 |  | 1
| 2015-12-01 | 675 | 200 | 1
| 2015-12-02 | 675 |  | 1
| 2015-12-03 | 675 |  | 1
| 2015-12-04 | 675 |  | 1
| 2015-12-05 | 675 |  | 1
| 2015-12-06 | 675 |  | 1
| 2015-12-07 | 675 |  | 1
| 2015-12-08 | 675 |  | 1
| 2015-12-09 | 675 |  | 1
| 2015-12-10 | 675 |  | 1
| 2015-12-11 | 675 |  | 1
| 2015-12-12 | 675 |  | 1
| 2015-12-13 | 675 |  | 1
| 2015-12-14 | 675 |  | 1
| 2015-12-15 | 675 |  | 1
| 2015-12-16 | 675 |  | 1
| 2015-12-17 | 675 |  | 1
| 2015-12-18 | 675 |  | 1
| 2015-12-19 | 675 |  | 1
| 2015-12-20 | 675 |  | 1
| 2015-12-21 | 675 |  | 1
| 2015-12-22 | 675 |  | 1
| 2015-12-23 | 675 |  | 1
| 2015-12-24 | 675 |  | 1
| 2015-12-25 | 675 |  | 1
| 2015-12-26 | 675 |  | 1
| 2015-12-27 | 675 |  | 1
| 2015-12-28 | 675 |  | 1
| 2015-12-29 | 675 |  | 1
| 2015-12-30 | 675 |  | 1
| 2015-12-31 | 675 |  | 1
| 2016-01-01 | 675 |  | 1
| 2016-01-02 | 675 |  | 1
| 2016-01-04 | 675 |  | 1
| 2016-01-05 | 675 |  | 1
| 2016-01-06 | 675 |  | 1
| 2016-01-07 | 675 |  | 1
| 2016-01-08 | 675 |  | 1
| 2016-01-09 | 675 |  | 1
| 2016-01-10 | 675 |  | 1
| 2016-01-11 | 675 |  | 1
| 2016-01-12 | 675 |  | 1
| 2016-01-13 | 675 |  | 1
| 2016-01-14 | 675 |  | 1
| 2016-01-15 | 675 |  | 1
| 2016-01-16 | 675 |  | 1
| 2016-01-17 | 675 |  | 1
| 2016-01-18 | 675 |  | 1
| 2016-01-19 | 675 |  | 1
| 2016-01-20 | 675 |  | 1
| 2016-01-21 | 675 |  | 1
| 2016-01-22 | 675 |  | 1
| 2016-01-23 | 675 |  | 1
| 2016-01-24 | 675 |  | 1
| 2016-01-25 | 675 |  | 1
| 2016-01-26 | 675 |  | 1
| 2016-01-27 | 675 |  | 1
| 2016-01-28 | 675 |  | 1
| 2016-01-29 | 675 |  | 1
| 2016-01-30 | 675 |  | 1
| 2016-01-31 | 675 |  | 1
| 2016-02-01 | 675 |  | 1
| 2016-02-02 | 675 | 200 | 1
| 2016-02-03 | 675 |  | 1
| 2016-02-04 | 675 |  | 1
| 2016-02-05 | 675 |  | 1
| 2016-02-06 | 675 |  | 1
| 2016-02-07 | 675 |  | 1
| 2016-02-08 | 675 |  | 1
| 2016-02-09 | 675 |  | 1
| 2016-02-10 | 675 |  | 1
| 2016-02-11 | 675 |  | 1
| 2016-02-12 | 675 |  | 1
| 2016-02-13 | 675 |  | 1
| 2016-02-14 | 675 |  | 1
| 2016-02-15 | 675 |  | 1
| 2016-02-16 | 675 |  | 1
| 2016-02-17 | 675 |  | 1
| 2016-02-18 | 675 |  | 1
| 2016-02-19 | 675 |  | 1
| 2016-02-20 | 675 |  | 1
| 2016-02-21 | 675 |  | 1
| 2016-02-22 | 675 |  | 1
| 2016-02-23 | 675 |  | 1
| 2016-02-24 | 675 |  | 1
| 2016-02-25 | 675 |  | 1
| 2016-02-26 | 675 |  | 1
| 2016-02-27 | 675 |  | 1
| 2016-02-28 | 675 |  | 1
| 2016-02-29 | 675 |  | 1
| 2016-03-01 | 675 | 200 | 1
| 2016-03-02 | 675 |  | 1
| 2016-03-03 | 675 |  | 1
| 2016-03-04 | 675 |  | 1
| 2016-03-05 | 675 |  | 1
| 2016-03-06 | 675 |  | 1
| 2016-03-07 | 675 |  | 1
| 2016-03-08 | 675 |  | 1
| 2016-03-09 | 675 |  | 1
| 2016-03-10 | 675 |  | 1
| 2016-03-11 | 675 |  | 1
| 2016-03-12 | 675 |  | 1
| 2016-03-13 | 675 |  | 1
| 2016-03-14 | 675 |  | 1
| 2016-03-15 | 675 |  | 1
| 2016-03-16 | 675 |  | 1
| 2016-03-17 | 675 |  | 1
| 2016-03-18 | 675 |  | 1
| 2016-03-19 | 675 |  | 1
| 2016-03-20 | 675 |  | 1
| 2016-03-21 | 675 |  | 1
| 2016-03-22 | 675 |  | 1
| 2016-03-23 | 675 |  | 1
| 2016-03-24 | 675 |  | 1
| 2016-03-25 | 675 |  | 1
| 2016-03-26 | 675 |  | 1
| 2016-03-27 | 675 |  | 1
| 2016-03-28 | 675 |  | 1
| 2016-03-29 | 675 |  | 1
| 2016-03-30 | 675 |  | 1
| 2016-03-31 | 675 |  | 1
| 2016-04-01 | 675 |  | 1
| 2016-04-02 | 675 |  | 1
| 2016-04-03 | 675 |  | 1
| 2016-04-04 | 675 |  | 1
| 2016-04-05 | 650 | 200 | 1
| 2016-04-06 | 650 |  | 1
| 2016-04-07 | 650 |  | 1
| 2016-04-08 | 650 |  | 1
| 2016-04-09 | 650 |  | 1
| 2016-04-10 | 650 |  | 1
| 2016-04-11 | 650 |  | 1
| 2016-04-12 | 650 |  | 1
| 2016-04-13 | 650 |  | 1
| 2016-04-14 | 650 |  | 1
| 2016-04-15 | 650 |  | 1
| 2016-04-16 | 650 |  | 1
| 2016-04-17 | 650 |  | 1
| 2016-04-18 | 650 |  | 1
| 2016-04-19 | 650 |  | 1
| 2016-04-20 | 650 |  | 1
| 2016-04-21 | 650 |  | 1
| 2016-04-22 | 650 |  | 1
| 2016-04-23 | 650 |  | 1
| 2016-04-24 | 650 |  | 1
| 2016-04-25 | 650 |  | 1
| 2016-04-26 | 650 |  | 1
| 2016-04-27 | 650 |  | 1
| 2016-04-28 | 650 |  | 1
| 2016-04-29 | 650 |  | 1
| 2016-04-30 | 650 |  | 1
| 2016-05-01 | 650 |  | 1
| 2016-05-02 | 650 |  | 1
| 2016-05-03 | 650 | 175 | 1
| 2016-05-04 | 650 |  | 1
| 2016-05-05 | 650 |  | 1
| 2016-05-06 | 650 |  | 1
| 2016-05-07 | 650 |  | 1
| 2016-05-08 | 650 |  | 1
| 2016-05-09 | 650 |  | 1
| 2016-05-10 | 650 |  | 1
| 2016-05-11 | 650 |  | 1
| 2016-05-12 | 650 |  | 1
| 2016-05-13 | 650 |  | 1
| 2016-05-14 | 650 |  | 1
| 2016-05-15 | 650 |  | 1
| 2016-05-16 | 650 |  | 1
| 2016-05-17 | 650 |  | 1
| 2016-05-18 | 650 |  | 1
| 2016-05-19 | 650 |  | 1
| 2016-05-20 | 650 |  | 1
| 2016-05-21 | 650 |  | 1
| 2016-05-22 | 650 |  | 1
| 2016-05-23 | 650 |  | 1
| 2016-05-24 | 650 |  | 1
| 2016-05-25 | 650 |  | 1
| 2016-05-26 | 650 |  | 1
| 2016-05-27 | 650 |  | 1
| 2016-05-28 | 650 |  | 1
| 2016-05-29 | 650 |  | 1
| 2016-05-30 | 650 |  | 1
| 2016-05-31 | 650 |  | 1
| 2016-06-01 | 650 |  | 1
| 2016-06-02 | 650 |  | 1
| 2016-06-03 | 650 |  | 1
| 2016-06-04 | 650 |  | 1
| 2016-06-05 | 650 |  | 1
| 2016-06-06 | 650 |  | 1
| 2016-06-07 | 650 | 175 | 1
| 2016-06-08 | 650 |  | 1
| 2016-06-09 | 650 |  | 1
| 2016-06-10 | 650 |  | 1
| 2016-06-11 | 650 |  | 1
| 2016-06-12 | 650 |  | 1
| 2016-06-13 | 650 |  | 1
| 2016-06-14 | 650 |  | 1
| 2016-06-15 | 650 |  | 1
| 2016-06-16 | 650 |  | 1
| 2016-06-17 | 650 |  | 1
| 2016-06-18 | 650 |  | 1
| 2016-06-19 | 650 |  | 1
| 2016-06-20 | 650 |  | 1
| 2016-06-21 | 650 |  | 1
| 2016-06-22 | 650 |  | 1
| 2016-06-23 | 650 |  | 1
| 2016-06-24 | 650 |  | 1
| 2016-06-25 | 650 |  | 1
| 2016-06-26 | 650 |  | 1
| 2016-06-27 | 650 |  | 1
| 2016-06-28 | 650 |  | 1
| 2016-06-29 | 650 |  | 1
| 2016-06-30 | 650 |  | 1
| 2016-07-01 | 650 |  | 1
| 2016-07-02 | 650 |  | 1
| 2016-07-03 | 650 |  | 1
| 2016-07-04 | 650 |  | 1
| 2016-07-05 | 650 | 175 | 1
| 2016-07-06 | 650 |  | 1
| 2016-07-07 | 650 |  | 1
| 2016-07-08 | 650 |  | 1
| 2016-07-09 | 650 |  | 1
| 2016-07-10 | 650 |  | 1
| 2016-07-11 | 650 |  | 1
| 2016-07-12 | 650 |  | 1
| 2016-07-13 | 650 |  | 1
| 2016-07-14 | 650 |  | 1
| 2016-07-15 | 650 |  | 1
| 2016-07-16 | 650 |  | 1
| 2016-07-17 | 650 |  | 1
| 2016-07-18 | 650 |  | 1
| 2016-07-19 | 650 |  | 1
| 2016-07-20 | 650 |  | 1
| 2016-07-21 | 650 |  | 1
| 2016-07-22 | 650 |  | 1
| 2016-07-23 | 650 |  | 1
| 2016-07-24 | 650 |  | 1
| 2016-07-25 | 650 |  | 1
| 2016-07-26 | 650 |  | 1
| 2016-07-27 | 650 |  | 1
| 2016-07-28 | 650 |  | 1
| 2016-07-29 | 650 |  | 1
| 2016-07-30 | 650 |  | 1
| 2016-07-31 | 650 |  | 1
| 2016-08-01 | 650 |  | 1
| 2016-08-02 | 650 | 150 | 1
| 2016-08-03 | 650 |  | 1
| 2016-08-04 | 650 |  | 1
| 2016-08-05 | 650 |  | 1
| 2016-08-06 | 650 |  | 1
| 2016-08-07 | 650 |  | 1
| 2016-08-08 | 650 |  | 1
| 2016-08-09 | 650 |  | 1
| 2016-08-10 | 650 |  | 1
| 2016-08-11 | 650 |  | 1
| 2016-08-12 | 650 |  | 1
| 2016-08-13 | 650 |  | 1
| 2016-08-14 | 650 |  | 1
| 2016-08-15 | 650 |  | 1
| 2016-08-16 | 650 |  | 1
| 2016-08-17 | 650 |  | 1
| 2016-08-18 | 650 |  | 1
| 2016-08-19 | 650 |  | 1
| 2016-08-20 | 650 |  | 1
| 2016-08-21 | 650 |  | 1
| 2016-08-22 | 650 |  | 1
| 2016-08-23 | 650 |  | 1
| 2016-08-24 | 650 |  | 1
| 2016-08-25 | 650 |  | 1
| 2016-08-26 | 650 |  | 1
| 2016-08-27 | 650 |  | 1
| 2016-08-28 | 650 |  | 1
| 2016-08-29 | 650 |  | 1
| 2016-08-30 | 650 |  | 1
| 2016-08-31 | 650 |  | 1
| 2016-09-01 | 650 |  | 1
| 2016-09-02 | 650 |  | 1
| 2016-09-03 | 650 |  | 1
| 2016-09-04 | 650 |  | 1
| 2016-09-05 | 650 |  | 1
| 2016-09-06 | 650 | 150 | 1
| 2016-09-07 | 650 |  | 1
| 2016-09-08 | 650 |  | 1
| 2016-09-09 | 650 |  | 1
| 2016-09-10 | 650 |  | 1
| 2016-09-11 | 650 |  | 1
| 2016-09-12 | 650 |  | 1
| 2016-09-13 | 650 |  | 1
| 2016-09-14 | 650 |  | 1
| 2016-09-15 | 650 |  | 1
| 2016-09-16 | 650 |  | 1
| 2016-09-17 | 650 |  | 1
| 2016-09-18 | 650 |  | 1
| 2016-09-19 | 650 |  | 1
| 2016-09-20 | 650 |  | 1
| 2016-09-21 | 650 |  | 1
| 2016-09-22 | 650 |  | 1
| 2016-09-23 | 650 |  | 1
| 2016-09-24 | 650 |  | 1
| 2016-09-25 | 650 |  | 1
| 2016-09-26 | 650 |  | 1
| 2016-09-27 | 650 |  | 1
| 2016-09-28 | 650 |  | 1
| 2016-09-29 | 650 |  | 1
| 2016-09-30 | 650 |  | 1
| 2016-10-01 | 650 |  | 1
| 2016-10-02 | 650 |  | 1
| 2016-10-03 | 650 |  | 1
| 2016-10-04 | 650 | 150 | 1
| 2016-10-05 | 625 |  | 1
| 2016-10-06 | 625 |  | 1
| 2016-10-07 | 625 |  | 1
| 2016-10-08 | 625 |  | 1
| 2016-10-09 | 625 |  | 1
| 2016-10-10 | 625 |  | 1
| 2016-10-11 | 625 |  | 1
| 2016-10-12 | 625 |  | 1
| 2016-10-13 | 625 |  | 1
| 2016-10-14 | 625 |  | 1
| 2016-10-15 | 625 |  | 1
| 2016-10-16 | 625 |  | 1
| 2016-10-17 | 625 |  | 1
| 2016-10-18 | 625 |  | 1
| 2016-10-19 | 625 |  | 1
| 2016-10-20 | 625 |  | 1
| 2016-10-21 | 625 |  | 1
| 2016-10-22 | 625 |  | 1
| 2016-10-23 | 625 |  | 1
| 2016-10-24 | 625 |  | 1
| 2016-10-25 | 625 |  | 1
| 2016-10-26 | 625 |  | 1
| 2016-10-27 | 625 |  | 1
| 2016-10-28 | 625 |  | 1
| 2016-10-29 | 625 |  | 1
| 2016-10-30 | 625 |  | 1
| 2016-10-31 | 625 |  | 1
| 2016-11-01 | 625 | 150 | 1
| 2016-11-02 | 625 |  | 1
| 2016-11-03 | 625 |  | 1
| 2016-11-04 | 625 |  | 1
| 2016-11-05 | 625 |  | 1
| 2016-11-06 | 625 |  | 1
| 2016-11-07 | 625 |  | 1
| 2016-11-08 | 625 |  | 1
| 2016-11-09 | 625 |  | 1
| 2016-11-10 | 625 |  | 1
| 2016-11-11 | 625 |  | 1
| 2016-11-12 | 625 |  | 1
| 2016-11-13 | 625 |  | 1
| 2016-11-14 | 625 |  | 1
| 2016-11-15 | 625 |  | 1
| 2016-11-16 | 625 |  | 1
| 2016-11-17 | 625 |  | 1
| 2016-11-18 | 625 |  | 1
| 2016-11-19 | 625 |  | 1
| 2016-11-20 | 625 |  | 1
| 2016-11-21 | 625 |  | 1
| 2016-11-22 | 625 |  | 1
| 2016-11-23 | 625 |  | 1
| 2016-11-24 | 625 |  | 1
| 2016-11-25 | 625 |  | 1
| 2016-11-26 | 625 |  | 1
| 2016-11-27 | 625 |  | 1
| 2016-11-28 | 625 |  | 1
| 2016-11-29 | 625 |  | 1
| 2016-11-30 | 625 |  | 1
| 2016-12-01 | 625 |  | 1
| 2016-12-02 | 625 |  | 1
| 2016-12-03 | 625 |  | 1
| 2016-12-04 | 625 |  | 1
| 2016-12-05 | 625 |  | 1
| 2016-12-06 | 625 | 150 | 1
| 2016-12-07 | 625 |  | 1
| 2016-12-08 | 625 |  | 1
| 2016-12-09 | 625 |  | 1
| 2016-12-10 | 625 |  | 1
| 2016-12-11 | 625 |  | 1
| 2016-12-12 | 625 |  | 1
| 2016-12-13 | 625 |  | 1
| 2016-12-14 | 625 |  | 1
| 2016-12-15 | 625 |  | 1
| 2016-12-16 | 625 |  | 1
| 2016-12-17 | 625 |  | 1
| 2016-12-18 | 625 |  | 1
| 2016-12-19 | 625 |  | 1
| 2016-12-20 | 625 |  | 1
| 2016-12-21 | 625 |  | 1
| 2016-12-22 | 625 |  | 1
| 2016-12-23 | 625 |  | 1
| 2016-12-24 | 625 |  | 1
| 2016-12-25 | 625 |  | 1
| 2016-12-26 | 625 |  | 1
| 2016-12-27 | 625 |  | 1
| 2016-12-28 | 625 |  | 1
| 2016-12-29 | 625 |  | 1
| 2016-12-30 | 625 |  | 1
| 2016-12-31 | 625 |  | 1
| 2017-01-01 | 625 |  | 1
| 2017-01-02 | 625 |  | 1
| 2017-01-03 | 625 |  | 1
| 2017-01-04 | 625 |  | 1
| 2017-01-05 | 625 |  | 1
| 2017-01-06 | 625 |  | 1
| 2017-01-07 | 625 |  | 1
| 2017-01-08 | 625 |  | 1
| 2017-01-09 | 625 |  | 1
| 2017-01-10 | 625 |  | 1
| 2017-01-11 | 625 |  | 1
| 2017-01-12 | 625 |  | 1
| 2017-01-13 | 625 |  | 1
| 2017-01-14 | 625 |  | 1
| 2017-01-15 | 625 |  | 1
| 2017-01-16 | 625 |  | 1
| 2017-01-17 | 625 |  | 1
| 2017-01-18 | 625 |  | 1
| 2017-01-19 | 625 |  | 1
| 2017-01-21 | 625 |  | 1
| 2017-01-22 | 625 |  | 1
| 2017-01-23 | 625 |  | 1
| 2017-01-24 | 625 |  | 1
| 2017-01-25 | 625 |  | 1
| 2017-01-26 | 625 |  | 1
| 2017-01-27 | 625 |  | 1
| 2017-01-28 | 625 |  | 1
| 2017-01-29 | 625 |  | 1
| 2017-01-30 | 625 |  | 1
| 2017-01-31 | 625 |  | 1
| 2017-02-01 | 625 |  | 1
| 2017-02-02 | 625 |  | 1
| 2017-02-03 | 625 |  | 1
| 2017-02-04 | 625 |  | 1
| 2017-02-05 | 625 |  | 1
| 2017-02-06 | 625 |  | 1
| 2017-02-07 | 625 | 150 | 1
| 2017-02-08 | 625 |  | 1
| 2017-02-09 | 625 |  | 1
| 2017-02-10 | 625 |  | 1
| 2017-02-11 | 625 |  | 1
| 2017-02-12 | 625 |  | 1
| 2017-02-13 | 625 |  | 1
| 2017-02-14 | 625 |  | 1
| 2017-02-15 | 625 |  | 1
| 2017-02-16 | 625 |  | 1
| 2017-02-17 | 625 |  | 1
| 2017-02-18 | 625 |  | 1
| 2017-02-19 | 625 |  | 1
| 2017-02-20 | 625 |  | 1
| 2017-02-21 | 625 |  | 1
| 2017-02-22 | 625 |  | 1
| 2017-02-23 | 625 |  | 1
| 2017-02-24 | 625 |  | 1
| 2017-02-25 | 625 |  | 1
| 2017-02-26 | 625 |  | 1
| 2017-02-27 | 625 |  | 1
| 2017-02-28 | 625 |  | 1
| 2017-03-01 | 625 |  | 1
| 2017-03-02 | 625 |  | 1
| 2017-03-03 | 625 |  | 1
| 2017-03-04 | 625 |  | 1
| 2017-03-05 | 625 |  | 1
| 2017-03-06 | 625 |  | 1
| 2017-03-07 | 625 | 150 | 1
| 2017-03-08 | 625 |  | 1
| 2017-03-09 | 625 |  | 1
| 2017-03-10 | 625 |  | 1
| 2017-03-11 | 625 |  | 1
| 2017-03-12 | 625 |  | 1
| 2017-03-13 | 625 |  | 1
| 2017-03-14 | 625 |  | 1
| 2017-03-15 | 625 |  | 1
| 2017-03-16 | 625 |  | 1
| 2017-03-17 | 625 |  | 1
| 2017-03-18 | 625 |  | 1
| 2017-03-19 | 625 |  | 1
| 2017-03-20 | 625 |  | 1
| 2017-03-21 | 625 |  | 1
| 2017-03-22 | 625 |  | 1
| 2017-03-23 | 625 |  | 1
| 2017-03-24 | 625 |  | 1
| 2017-03-25 | 625 |  | 1
| 2017-03-26 | 625 |  | 1
| 2017-03-27 | 625 |  | 1
| 2017-03-28 | 625 |  | 1
| 2017-03-29 | 625 |  | 1
| 2017-03-30 | 625 |  | 1
| 2017-03-31 | 625 |  | 1
| 2017-04-01 | 625 |  | 1
| 2017-04-02 | 625 |  | 1
| 2017-04-03 | 625 |  | 1
| 2017-04-04 | 625 | 150 | 1
| 2017-04-05 | 625 |  | 1
| 2017-04-06 | 625 |  | 1
| 2017-04-07 | 625 |  | 1
| 2017-04-08 | 625 |  | 1
| 2017-04-09 | 625 |  | 1
| 2017-04-10 | 625 |  | 1
| 2017-04-11 | 625 |  | 1
| 2017-04-12 | 625 |  | 1
| 2017-04-13 | 625 |  | 1
| 2017-04-14 | 625 |  | 1
| 2017-04-15 | 625 |  | 1
| 2017-04-16 | 625 |  | 1
| 2017-04-17 | 625 |  | 1
| 2017-04-18 | 625 |  | 1
| 2017-04-19 | 625 |  | 1
| 2017-04-20 | 625 |  | 1
| 2017-04-21 | 625 |  | 1
| 2017-04-22 | 625 |  | 1
| 2017-04-23 | 625 |  | 1
| 2017-04-24 | 625 |  | 1
| 2017-04-25 | 625 |  | 1
| 2017-04-26 | 625 |  | 1
| 2017-04-27 | 625 |  | 1
| 2017-04-28 | 625 |  | 1
| 2017-04-29 | 625 |  | 1
| 2017-04-30 | 625 |  | 1
| 2017-05-01 | 625 |  | 1
| 2017-05-02 | 625 | 150 | 1
| 2017-05-03 | 625 |  | 1
| 2017-05-04 | 625 |  | 1
| 2017-05-05 | 625 |  | 1
| 2017-05-06 | 625 |  | 1
| 2017-05-07 | 625 |  | 1
| 2017-05-08 | 625 |  | 1
| 2017-05-09 | 625 |  | 1
| 2017-05-10 | 625 |  | 1
| 2017-05-11 | 625 |  | 1
| 2017-05-12 | 625 |  | 1
| 2017-05-13 | 625 |  | 1
| 2017-05-14 | 625 |  | 1
| 2017-05-15 | 625 |  | 1
| 2017-05-16 | 625 |  | 1
| 2017-05-17 | 625 |  | 1
| 2017-05-18 | 625 |  | 1
| 2017-05-19 | 625 |  | 1
| 2017-05-20 | 625 |  | 1
| 2017-05-21 | 625 |  | 1
| 2017-05-22 | 625 |  | 1
| 2017-05-23 | 625 |  | 1
| 2017-05-24 | 625 |  | 1
| 2017-05-25 | 625 |  | 1
| 2017-05-26 | 625 |  | 1
| 2017-05-27 | 625 |  | 1
| 2017-05-28 | 625 |  | 1
| 2017-05-29 | 625 |  | 1
| 2017-05-31 | 625 |  | 1
| 2017-06-01 | 625 |  | 1
| 2017-06-02 | 625 |  | 1
| 2017-06-03 | 625 |  | 1
| 2017-06-04 | 625 |  | 1
| 2017-06-05 | 625 |  | 1
| 2017-06-06 | 625 | 150 | 1
| 2017-06-07 | 625 |  | 1
| 2017-06-08 | 625 |  | 1
| 2017-06-09 | 625 |  | 1
| 2017-06-10 | 625 |  | 1
| 2017-06-11 | 625 |  | 1
| 2017-06-12 | 625 |  | 1
| 2017-06-13 | 625 |  | 1
| 2017-06-14 | 625 |  | 1
| 2017-06-15 | 625 |  | 1
| 2017-06-16 | 625 |  | 1
| 2017-06-17 | 625 |  | 1
| 2017-06-18 | 625 |  | 1
| 2017-06-19 | 625 |  | 1
| 2017-06-20 | 625 |  | 1
| 2017-06-21 | 625 |  | 1
| 2017-06-22 | 625 |  | 1
| 2017-06-23 | 625 |  | 1
| 2017-06-24 | 625 |  | 1
| 2017-06-25 | 625 |  | 1
| 2017-06-26 | 625 |  | 1
| 2017-06-27 | 625 |  | 1
| 2017-06-28 | 625 |  | 1
| 2017-06-29 | 625 |  | 1
| 2017-06-30 | 625 |  | 1
| 2017-07-01 | 625 |  | 1
| 2017-07-02 | 625 |  | 1
| 2017-07-03 | 625 |  | 1
| 2017-07-04 | 625 | 150 | 1
| 2017-07-05 | 625 |  | 1
| 2017-07-06 | 625 |  | 1
| 2017-07-07 | 625 |  | 1
| 2017-07-08 | 625 |  | 1
| 2017-07-09 | 625 |  | 1
| 2017-07-10 | 625 |  | 1
| 2017-07-11 | 625 |  | 1
| 2017-07-12 | 625 |  | 1
| 2017-07-13 | 625 |  | 1
| 2017-07-14 | 625 |  | 1
| 2017-07-15 | 625 |  | 1
| 2017-07-16 | 625 |  | 1
| 2017-07-17 | 625 |  | 1
| 2017-07-18 | 625 |  | 1
| 2017-07-19 | 625 |  | 1
| 2017-07-20 | 625 |  | 1
| 2017-07-21 | 625 |  | 1
| 2017-07-22 | 625 |  | 1
| 2017-07-23 | 625 |  | 1
| 2017-07-24 | 625 |  | 1
| 2017-07-25 | 625 |  | 1
| 2017-07-26 | 625 |  | 1
| 2017-07-27 | 625 |  | 1
| 2017-07-28 | 625 |  | 1
| 2017-07-29 | 625 |  | 1
| 2017-07-30 | 625 |  | 1
| 2017-07-31 | 625 |  | 1
| 2017-08-01 | 625 | 150 | 1
| 2017-08-02 | 600 |  | 1
| 2017-08-03 | 600 |  | 1
| 2017-08-04 | 600 |  | 1
| 2017-08-05 | 600 |  | 1
| 2017-08-06 | 600 |  | 1
| 2017-08-07 | 600 |  | 1
| 2017-08-08 | 600 |  | 1
| 2017-08-09 | 600 |  | 1
| 2017-08-10 | 600 |  | 1
| 2017-08-11 | 600 |  | 1
| 2017-08-12 | 600 |  | 1
| 2017-08-13 | 600 |  | 1
| 2017-08-14 | 600 |  | 1
| 2017-08-15 | 600 |  | 1
| 2017-08-16 | 600 |  | 1
| 2017-08-17 | 600 |  | 1
| 2017-08-18 | 600 |  | 1
| 2017-08-19 | 600 |  | 1
| 2017-08-20 | 600 |  | 1
| 2017-08-21 | 600 |  | 1
| 2017-08-22 | 600 |  | 1
| 2017-08-23 | 600 |  | 1
| 2017-08-24 | 600 |  | 1
| 2017-08-25 | 600 |  | 1
| 2017-08-26 | 600 |  | 1
| 2017-08-27 | 600 |  | 1
| 2017-08-28 | 600 |  | 1
| 2017-08-29 | 600 |  | 1
| 2017-08-30 | 600 |  | 1
| 2017-08-31 | 600 |  | 1
| 2017-09-01 | 600 |  | 1
| 2017-09-02 | 600 |  | 1
| 2017-09-03 | 600 |  | 1
| 2017-09-04 | 600 |  | 1
| 2017-09-05 | 600 | 150 | 1
| 2017-09-06 | 600 |  | 1
| 2017-09-07 | 600 |  | 1
| 2017-09-08 | 600 |  | 1
| 2017-09-09 | 600 |  | 1
| 2017-09-10 | 600 |  | 1
| 2017-09-11 | 600 |  | 1
| 2017-09-12 | 600 |  | 1
| 2017-09-13 | 600 |  | 1
| 2017-09-14 | 600 |  | 1
| 2017-09-15 | 600 |  | 1
| 2017-09-16 | 600 |  | 1
| 2017-09-17 | 600 |  | 1
| 2017-09-18 | 600 |  | 1
| 2017-09-19 | 600 |  | 1
| 2017-09-20 | 600 |  | 1
| 2017-09-21 | 600 |  | 1
| 2017-09-22 | 600 |  | 1
| 2017-09-23 | 600 |  | 1
| 2017-09-24 | 600 |  | 1
| 2017-09-25 | 600 |  | 1
| 2017-09-26 | 600 |  | 1
| 2017-09-27 | 600 |  | 1
| 2017-09-28 | 600 |  | 1
| 2017-09-29 | 600 |  | 1
| 2017-09-30 | 600 |  | 1
| 2017-10-01 | 600 |  | 1
| 2017-10-02 | 600 |  | 1
| 2017-10-03 | 600 | 150 | 1
| 2017-10-04 | 600 |  | 1
| 2017-10-05 | 600 |  | 1
| 2017-10-06 | 600 |  | 1
| 2017-10-07 | 600 |  | 1
| 2017-10-08 | 600 |  | 1
| 2017-10-09 | 600 |  | 1
| 2017-10-10 | 600 |  | 1
| 2017-10-11 | 600 |  | 1
| 2017-10-12 | 600 |  | 1
| 2017-10-13 | 600 |  | 1
| 2017-10-14 | 600 |  | 1
| 2017-10-15 | 600 |  | 1
| 2017-10-16 | 600 |  | 1
| 2017-10-17 | 600 |  | 1
| 2017-10-18 | 600 |  | 1
| 2017-10-19 | 600 |  | 1
| 2017-10-20 | 600 |  | 1
| 2017-10-21 | 600 |  | 1
| 2017-10-22 | 600 |  | 1
| 2017-10-23 | 600 |  | 1
| 2017-10-24 | 600 |  | 1
| 2017-10-25 | 600 |  | 1
| 2017-10-26 | 600 |  | 1
| 2017-10-27 | 600 |  | 1
| 2017-10-28 | 600 |  | 1
| 2017-10-29 | 600 |  | 1
| 2017-10-30 | 600 |  | 1
| 2017-10-31 | 600 |  | 1
| 2017-11-01 | 600 |  | 1
| 2017-11-02 | 600 |  | 1
| 2017-11-03 | 600 |  | 1
| 2017-11-04 | 600 |  | 1
| 2017-11-05 | 600 |  | 1
| 2017-11-06 | 600 |  | 1
| 2017-11-07 | 600 | 150 | 1
| 2017-11-08 | 600 |  | 1
| 2017-11-09 | 600 |  | 1
| 2017-11-10 | 600 |  | 1
| 2017-11-11 | 600 |  | 1
| 2017-11-12 | 600 |  | 1
| 2017-11-13 | 600 |  | 1
| 2017-11-14 | 600 |  | 1
| 2017-11-15 | 600 |  | 1
| 2017-11-16 | 600 |  | 1
| 2017-11-17 | 600 |  | 1
| 2017-11-18 | 600 |  | 1
| 2017-11-19 | 600 |  | 1
| 2017-11-20 | 600 |  | 1
| 2017-11-21 | 600 |  | 1
| 2017-11-22 | 600 |  | 1
| 2017-11-23 | 600 |  | 1
| 2017-11-24 | 600 |  | 1
| 2017-11-25 | 600 |  | 1
| 2017-11-26 | 600 |  | 1
| 2017-11-27 | 600 |  | 1
| 2017-11-28 | 600 |  | 1
| 2017-11-29 | 600 |  | 1
| 2017-11-30 | 600 |  | 1
| 2017-12-01 | 600 |  | 1
| 2017-12-02 | 600 |  | 1
| 2017-12-03 | 600 |  | 1
| 2017-12-04 | 600 |  | 1
| 2017-12-05 | 600 | 150 | 1
| 2017-12-06 | 600 |  | 1
| 2017-12-07 | 600 |  | 1
| 2017-12-08 | 600 |  | 1
| 2017-12-09 | 600 |  | 1
| 2017-12-10 | 600 |  | 1
| 2017-12-11 | 600 |  | 1
| 2017-12-12 | 600 |  | 1
| 2017-12-13 | 600 |  | 1
| 2017-12-14 | 600 |  | 1
| 2017-12-15 | 600 |  | 1
| 2017-12-16 | 600 |  | 1
| 2017-12-17 | 600 |  | 1
| 2017-12-18 | 600 |  | 1
| 2017-12-19 | 600 |  | 1
| 2017-12-20 | 600 |  | 1
| 2017-12-21 | 600 |  | 1
| 2017-12-22 | 600 |  | 1
| 2017-12-23 | 600 |  | 1
| 2017-12-24 | 600 |  | 1
| 2017-12-25 | 600 |  | 1
| 2017-12-26 | 600 |  | 1
| 2017-12-27 | 600 |  | 1
| 2017-12-28 | 600 |  | 1
| 2017-12-29 | 600 |  | 1
| 2017-12-30 | 600 |  | 1
| 2017-12-31 | 600 |  | 1
| 2018-01-01 | 600 |  | 1
| 2018-01-02 | 600 |  | 1
| 2018-01-03 | 600 |  | 1
| 2018-01-04 | 600 |  | 1
| 2018-01-05 | 600 |  | 1
| 2018-01-06 | 600 |  | 1
| 2018-01-07 | 600 |  | 1
| 2018-01-08 | 600 |  | 1
| 2018-01-09 | 600 |  | 1
| 2018-01-10 | 600 |  | 1
| 2018-01-11 | 600 |  | 1
| 2018-01-12 | 600 |  | 1
| 2018-01-13 | 600 |  | 1
| 2018-01-14 | 600 |  | 1
| 2018-01-15 | 600 |  | 1
| 2018-01-16 | 600 |  | 1
| 2018-01-17 | 600 |  | 1
| 2018-01-18 | 600 |  | 1
| 2018-01-19 | 600 |  | 1
| 2018-01-20 | 600 |  | 1
| 2018-01-21 | 600 |  | 1
| 2018-01-22 | 600 |  | 1
| 2018-01-23 | 600 |  | 1
| 2018-01-24 | 600 |  | 1
| 2018-01-25 | 600 |  | 1
| 2018-01-26 | 600 |  | 1
| 2018-01-27 | 600 |  | 1
| 2018-01-28 | 600 |  | 1
| 2018-01-29 | 600 |  | 1
| 2018-01-30 | 600 |  | 1
| 2018-01-31 | 600 |  | 1
| 2018-02-01 | 600 |  | 1
| 2018-02-02 | 600 |  | 1
| 2018-02-03 | 600 |  | 1
| 2018-02-04 | 600 |  | 1
| 2018-02-05 | 600 |  | 1
| 2018-02-06 | 600 | 150 | 1
| 2018-02-07 | 600 |  | 1
| 2018-02-08 | 600 |  | 1
| 2018-02-09 | 600 |  | 1
| 2018-02-10 | 600 |  | 1
| 2018-02-11 | 600 |  | 1
| 2018-02-12 | 600 |  | 1
| 2018-02-13 | 600 |  | 1
| 2018-02-14 | 600 |  | 1
| 2018-02-15 | 600 |  | 1
| 2018-02-16 | 600 |  | 1
| 2018-02-17 | 600 |  | 1
| 2018-02-18 | 600 |  | 1
| 2018-02-19 | 600 |  | 1
| 2018-02-20 | 600 |  | 1
| 2018-02-21 | 600 |  | 1
| 2018-02-22 | 600 |  | 1
| 2018-02-23 | 600 |  | 1
| 2018-02-24 | 600 |  | 1
| 2018-02-25 | 600 |  | 1
| 2018-02-26 | 600 |  | 1
| 2018-02-27 | 600 |  | 1
| 2018-02-28 | 600 |  | 1
| 2018-03-01 | 600 |  | 1
| 2018-03-02 | 600 |  | 1
| 2018-03-03 | 600 |  | 1
| 2018-03-04 | 600 |  | 1
| 2018-03-05 | 600 |  | 1
| 2018-03-06 | 600 | 150 | 1
| 2018-03-07 | 600 |  | 1
| 2018-03-08 | 600 |  | 1
| 2018-03-09 | 600 |  | 1
| 2018-03-10 | 600 |  | 1
| 2018-03-11 | 600 |  | 1
| 2018-03-12 | 600 |  | 1
| 2018-03-13 | 600 |  | 1
| 2018-03-14 | 600 |  | 1
| 2018-03-15 | 600 |  | 1
| 2018-03-16 | 600 |  | 1
| 2018-03-17 | 600 |  | 1
| 2018-03-18 | 600 |  | 1
| 2018-03-19 | 600 |  | 1
| 2018-03-20 | 600 |  | 1
| 2018-03-21 | 600 |  | 1
| 2018-03-22 | 600 |  | 1
| 2018-03-23 | 600 |  | 1
| 2018-03-24 | 600 |  | 1
| 2018-03-25 | 600 |  | 1
| 2018-03-26 | 600 |  | 1
| 2018-03-27 | 600 |  | 1
| 2018-03-28 | 600 |  | 1
| 2018-03-29 | 600 |  | 1
| 2018-03-30 | 600 |  | 1
| 2018-03-31 | 600 |  | 1
| 2018-04-01 | 600 |  | 1
| 2018-04-02 | 600 |  | 1
| 2018-04-03 | 600 | 150 | 1
| 2018-04-04 | 600 |  | 1
| 2018-04-05 | 600 |  | 1
| 2018-04-06 | 600 |  | 1
| 2018-04-07 | 600 |  | 1
| 2018-04-08 | 600 |  | 1
| 2018-04-09 | 600 |  | 1
| 2018-04-10 | 600 |  | 1
| 2018-04-11 | 600 |  | 1
| 2018-04-12 | 600 |  | 1
| 2018-04-13 | 600 |  | 1
| 2018-04-14 | 600 |  | 1
| 2018-04-15 | 600 |  | 1
| 2018-04-16 | 600 |  | 1
| 2018-04-17 | 600 |  | 1
| 2018-04-18 | 600 |  | 1
| 2018-04-19 | 600 |  | 1
| 2018-04-20 | 600 |  | 1
| 2018-04-21 | 600 |  | 1
| 2018-04-22 | 600 |  | 1
| 2018-04-23 | 600 |  | 1
| 2018-04-24 | 600 |  | 1
| 2018-04-25 | 600 |  | 1
| 2018-04-26 | 600 |  | 1
| 2018-04-27 | 600 |  | 1
| 2018-04-28 | 600 |  | 1
| 2018-04-29 | 600 |  | 1
| 2018-04-30 | 600 |  | 1
| 2018-05-01 | 600 | 150 | 1
| 2018-05-02 | 600 |  | 1
| 2018-05-03 | 600 |  | 1
| 2018-05-04 | 600 |  | 1
| 2018-05-05 | 600 |  | 1
| 2018-05-06 | 600 |  | 1
| 2018-05-07 | 600 |  | 1
| 2018-05-08 | 600 |  | 1
| 2018-05-09 | 600 |  | 1
| 2018-05-10 | 600 |  | 1
| 2018-05-11 | 600 |  | 1
| 2018-05-12 | 600 |  | 1
| 2018-05-13 | 600 |  | 1
| 2018-05-14 | 600 |  | 1
| 2018-05-15 | 600 |  | 1
| 2018-05-16 | 600 |  | 1
| 2018-05-17 | 600 |  | 1
| 2018-05-18 | 600 |  | 1
| 2018-05-19 | 600 |  | 1
| 2018-05-20 | 600 |  | 1
| 2018-05-21 | 600 |  | 1
| 2018-05-22 | 600 |  | 1
| 2018-05-23 | 600 |  | 1
| 2018-05-24 | 600 |  | 1
| 2018-05-25 | 600 |  | 1
| 2018-05-26 | 600 |  | 1
| 2018-05-27 | 600 |  | 1
| 2018-05-28 | 600 |  | 1
| 2018-05-29 | 600 |  | 1
| 2018-05-30 | 600 |  | 1
| 2018-05-31 | 600 |  | 1
| 2018-06-01 | 600 |  | 1
| 2018-06-02 | 600 |  | 1
| 2018-06-03 | 600 |  | 1
| 2018-06-04 | 600 |  | 1
| 2018-06-05 | 600 | 150 | 1
| 2018-06-06 | 625 |  | 1
| 2018-06-07 | 625 |  | 1
| 2018-06-08 | 625 |  | 1
| 2018-06-09 | 625 |  | 1
| 2018-06-10 | 625 |  | 1
| 2018-06-11 | 625 |  | 1
| 2018-06-12 | 625 |  | 1
| 2018-06-13 | 625 |  | 1
| 2018-06-14 | 625 |  | 1
| 2018-06-15 | 625 |  | 1
| 2018-06-16 | 625 |  | 1
| 2018-06-17 | 625 |  | 1
| 2018-06-18 | 625 |  | 1
| 2018-06-19 | 625 |  | 1
| 2018-06-20 | 625 |  | 1
| 2018-06-21 | 625 |  | 1
| 2018-06-22 | 625 |  | 1
| 2018-06-23 | 625 |  | 1
| 2018-06-24 | 625 |  | 1
| 2018-06-25 | 625 |  | 1
| 2018-06-26 | 625 |  | 1
| 2018-06-27 | 625 |  | 1
| 2018-06-28 | 625 |  | 1
| 2018-06-29 | 625 |  | 1
| 2018-06-30 | 625 |  | 1
| 2018-07-01 | 625 |  | 1
| 2018-07-02 | 625 |  | 1
| 2018-07-03 | 625 | 150 | 1
| 2018-07-04 | 625 |  | 1
| 2018-07-05 | 625 |  | 1
| 2018-07-06 | 625 |  | 1
| 2018-07-07 | 625 |  | 1
| 2018-07-08 | 625 |  | 1
| 2018-07-09 | 625 |  | 1
| 2018-07-10 | 625 |  | 1
| 2018-07-11 | 625 |  | 1
| 2018-07-12 | 625 |  | 1
| 2018-07-13 | 625 |  | 1
| 2018-07-14 | 625 |  | 1
| 2018-07-15 | 625 |  | 1
| 2018-07-16 | 625 |  | 1
| 2018-07-17 | 625 |  | 1
| 2018-07-18 | 625 |  | 1
| 2018-07-19 | 625 |  | 1
| 2018-07-20 | 625 |  | 1
| 2018-07-21 | 625 |  | 1
| 2018-07-22 | 625 |  | 1
| 2018-07-23 | 625 |  | 1
| 2018-07-24 | 625 |  | 1
| 2018-07-25 | 625 |  | 1
| 2018-07-26 | 625 |  | 1
| 2018-07-27 | 625 |  | 1
| 2018-07-28 | 625 |  | 1
| 2018-07-29 | 625 |  | 1
| 2018-07-30 | 625 |  | 1
| 2018-07-31 | 625 |  | 1
| 2018-08-01 | 650 |  | 1
| 2018-08-02 | 650 |  | 1
| 2018-08-03 | 650 |  | 1
| 2018-08-04 | 650 |  | 1
| 2018-08-05 | 650 |  | 1
| 2018-08-06 | 650 |  | 1
| 2018-08-07 | 650 | 150 | 1
| 2018-08-08 | 650 |  | 1
| 2018-08-09 | 650 |  | 1
| 2018-08-10 | 650 |  | 1
| 2018-08-11 | 650 |  | 1
| 2018-08-12 | 650 |  | 1
| 2018-08-13 | 650 |  | 1
| 2018-08-14 | 650 |  | 1
| 2018-08-16 | 650 |  | 1
| 2018-08-17 | 650 |  | 1
| 2018-08-18 | 650 |  | 1
| 2018-08-19 | 650 |  | 1
| 2018-08-20 | 650 |  | 1
| 2018-08-21 | 650 |  | 1
| 2018-08-23 | 650 |  | 1
| 2018-08-24 | 650 |  | 1
| 2018-08-25 | 650 |  | 1
| 2018-08-26 | 650 |  | 1
| 2018-08-27 | 650 |  | 1
| 2018-08-28 | 650 |  | 1
| 2018-08-29 | 650 |  | 1
| 2018-08-30 | 650 |  | 1
| 2018-08-31 | 650 |  | 1
| 2018-09-01 | 650 |  | 1
| 2018-09-02 | 650 |  | 1
| 2018-09-04 | 650 | 150 | 1
| 2018-09-05 | 650 |  | 1
| 2018-09-06 | 650 |  | 1
| 2018-09-07 | 650 |  | 1
| 2018-09-08 | 650 |  | 1
| 2018-09-09 | 650 |  | 1
| 2018-09-10 | 650 |  | 1
| 2018-09-11 | 650 |  | 1
| 2018-09-12 | 650 |  | 1
| 2018-09-13 | 650 |  | 1
| 2018-09-14 | 650 |  | 1
| 2018-09-15 | 650 |  | 1
| 2018-09-16 | 650 |  | 1
| 2018-09-17 | 650 |  | 1
| 2018-09-18 | 650 |  | 1
| 2018-09-19 | 650 |  | 1
| 2018-09-20 | 650 |  | 1
| 2018-09-22 | 650 |  | 1
| 2018-09-23 | 650 |  | 1
| 2018-09-24 | 650 |  | 1
| 2018-09-25 | 650 |  | 1
| 2018-09-26 | 650 |  | 1
| 2018-09-27 | 650 |  | 1
| 2018-09-28 | 650 |  | 1
| 2018-09-29 | 650 |  | 1
| 2018-09-30 | 650 |  | 1
| 2018-10-01 | 650 |  | 1
| 2018-10-02 |  | 150 | 1
| 2018-10-03 | 650 |  | 1
| 2018-10-04 | 650 |  | 1
| 2018-10-05 | 650 |  | 1
| 2018-10-06 | 650 |  | 1
| 2018-10-07 | 650 |  | 1
| 2018-10-08 | 650 |  | 1
| 2018-10-09 | 650 |  | 1
| 2018-10-10 | 650 |  | 1
| 2018-10-11 | 650 |  | 1
| 2018-10-12 | 650 |  | 1
| 2018-10-13 | 650 |  | 1
| 2018-10-14 | 650 |  | 1
| 2018-10-15 | 650 |  | 1
| 2018-10-16 | 650 |  | 1
| 2018-10-17 | 650 |  | 1
| 2018-10-18 | 650 |  | 1
| 2018-10-20 | 650 |  | 1
| 2018-10-21 | 650 |  | 1
| 2018-10-22 | 650 |  | 1
| 2018-10-23 | 650 |  | 1
| 2018-10-24 | 650 |  | 1
| 2018-10-25 | 650 |  | 1
| 2018-10-26 | 650 |  | 1
| 2018-10-27 | 650 |  | 1
| 2018-10-28 | 650 |  | 1
| 2018-10-29 | 650 |  | 1
| 2018-10-30 | 650 |  | 1
| 2018-10-31 | 650 |  | 1
| 2018-11-01 | 650 |  | 1
| 2018-11-02 | 650 |  | 1
| 2018-11-03 | 650 |  | 1
| 2018-11-04 | 650 |  | 1
| 2018-11-05 | 650 |  | 1
| 2018-11-06 | 650 | 150 | 1
| 2018-11-08 | 650 |  | 1
| 2018-11-09 | 650 |  | 1
| 2018-11-10 | 650 |  | 1
| 2018-11-11 | 650 |  | 1
| 2018-11-12 | 650 |  | 1
| 2018-11-13 | 650 |  | 1
| 2018-11-14 | 650 |  | 1
| 2018-11-15 | 650 |  | 1
| 2018-11-16 | 650 |  | 1
| 2018-11-17 | 650 |  | 1
| 2018-11-18 | 650 |  | 1
| 2018-11-19 | 650 |  | 1
| 2018-11-20 | 650 |  | 1
| 2018-11-22 | 650 |  | 1
| 2018-11-24 | 650 |  | 1
| 2018-11-25 | 650 |  | 1
| 2018-11-26 | 650 |  | 1
| 2018-11-27 | 650 |  | 1
| 2018-11-28 | 650 |  | 1
| 2018-11-29 | 650 |  | 1
| 2018-11-30 | 650 |  | 1
| 2018-12-01 | 650 |  | 1
| 2018-12-02 | 650 |  | 1
| 2018-12-03 | 650 |  | 1
| 2018-12-04 | 650 | 150 | 1
| 2018-12-05 | 650 |  | 1
| 2018-12-06 | 650 |  | 1
| 2018-12-07 | 650 |  | 1
| 2018-12-08 | 650 |  | 1
| 2018-12-09 | 650 |  | 1
| 2018-12-10 | 650 |  | 1
| 2018-12-11 | 650 |  | 1
| 2018-12-12 | 650 |  | 1
| 2018-12-13 | 650 |  | 1
| 2018-12-14 | 650 |  | 1
| 2018-12-15 | 650 |  | 1
| 2018-12-16 | 650 |  | 1
| 2018-12-17 | 650 |  | 1
| 2018-12-18 | 650 |  | 1
| 2018-12-19 | 650 |  | 1
| 2018-12-20 | 650 |  | 1
| 2018-12-21 | 650 |  | 1
| 2018-12-22 | 650 |  | 1
| 2018-12-23 | 650 |  | 1
| 2018-12-24 | 650 |  | 1
| 2018-12-26 | 650 |  | 1
| 2018-12-27 | 650 |  | 1
| 2018-12-28 | 650 |  | 1
| 2018-12-29 | 650 |  | 1
| 2018-12-30 | 650 |  | 1
| 2018-12-31 | 650 |  | 1
| 2019-01-01 | 650 |  | 1
| 2019-01-02 | 650 |  | 1
| 2019-01-03 | 650 |  | 1
| 2019-01-04 | 650 |  | 1
| 2019-01-05 | 650 |  | 1
| 2019-01-06 | 650 |  | 1
| 2019-01-07 | 650 |  | 1
| 2019-01-08 | 650 |  | 1
| 2019-01-09 | 650 |  | 1
| 2019-01-10 | 650 |  | 1
| 2019-01-11 | 650 |  | 1
| 2019-01-12 | 650 |  | 1
| 2019-01-13 | 650 |  | 1
| 2019-01-14 | 650 |  | 1
| 2019-01-15 | 650 |  | 1
| 2019-01-16 | 650 |  | 1
| 2019-01-17 | 650 |  | 1
| 2019-01-18 | 650 |  | 1
| 2019-01-19 | 650 |  | 1
| 2019-01-20 | 650 |  | 1
| 2019-01-21 | 650 |  | 1
| 2019-01-22 | 650 |  | 1
| 2019-01-23 | 650 |  | 1
| 2019-01-24 | 650 |  | 1
| 2019-01-25 | 650 |  | 1
| 2019-01-26 | 650 |  | 1
| 2019-01-27 | 650 |  | 1
| 2019-01-28 | 650 |  | 1
| 2019-01-29 | 650 |  | 1
| 2019-01-30 | 650 |  | 1
| 2019-01-31 | 650 |  | 1
| 2019-02-01 | 650 |  | 1
| 2019-02-02 | 650 |  | 1
| 2019-02-03 | 650 |  | 1
| 2019-02-04 | 650 |  | 1
| 2019-02-05 | 650 | 150 | 1
| 2019-02-06 | 650 |  | 1
| 2019-02-07 | 625 |  | 1
| 2019-02-08 | 625 |  | 1
| 2019-02-09 | 625 |  | 1
| 2019-02-10 | 625 |  | 1
| 2019-02-11 | 625 |  | 1
| 2019-02-12 | 625 |  | 1
| 2019-02-13 | 625 |  | 1
| 2019-02-14 | 625 |  | 1
| 2019-02-15 | 625 |  | 1
| 2019-02-16 | 625 |  | 1
| 2019-02-17 | 625 |  | 1
| 2019-02-18 | 625 |  | 1
| 2019-02-19 | 625 |  | 1
| 2019-02-20 | 625 |  | 1
| 2019-02-21 | 625 |  | 1
| 2019-02-22 | 625 |  | 1
| 2019-02-23 | 625 |  | 1
| 2019-02-24 | 625 |  | 1
| 2019-02-25 | 625 |  | 1
| 2019-02-26 | 625 |  | 1
| 2019-02-27 | 625 |  | 1
| 2019-02-28 | 625 |  | 1
| 2019-03-01 | 625 |  | 1
| 2019-03-02 | 625 |  | 1
| 2019-03-03 | 625 |  | 1
| 2019-03-05 | 625 | 150 | 1
| 2019-03-06 | 625 |  | 1
| 2019-03-07 | 625 |  | 1
| 2019-03-08 | 625 |  | 1
| 2019-03-09 | 625 |  | 1
| 2019-03-10 | 625 |  | 1
| 2019-03-11 | 625 |  | 1
| 2019-03-12 | 625 |  | 1
| 2019-03-13 | 625 |  | 1
| 2019-03-14 | 625 |  | 1
| 2019-03-15 | 625 |  | 1
| 2019-03-16 | 625 |  | 1
| 2019-03-17 | 625 |  | 1
| 2019-03-18 | 625 |  | 1
| 2019-03-19 | 625 |  | 1
| 2019-03-20 | 625 |  | 1
| 2019-03-21 | 625 |  | 1
| 2019-03-22 | 625 |  | 1
| 2019-03-23 | 625 |  | 1
| 2019-03-24 | 625 |  | 1
| 2019-03-25 | 625 |  | 1
| 2019-03-26 | 625 |  | 1
| 2019-03-27 | 625 |  | 1
| 2019-03-28 | 625 |  | 1
| 2019-03-29 | 625 |  | 1
| 2019-03-30 | 625 |  | 1
| 2019-03-31 | 625 |  | 1
| 2019-04-01 | 625 |  | 1
| 2019-04-02 | 625 | 150 | 1
| 2019-04-03 | 625 |  | 1
| 2019-04-04 | 600 |  | 1
| 2019-04-05 | 600 |  | 1
| 2019-04-06 | 600 |  | 1
| 2019-04-07 | 600 |  | 1
| 2019-04-08 | 600 |  | 1
| 2019-04-09 | 600 |  | 1
| 2019-04-10 | 600 |  | 1
| 2019-04-11 | 600 |  | 1
| 2019-04-12 | 600 |  | 1
| 2019-04-13 | 600 |  | 1
| 2019-04-14 | 600 |  | 1
| 2019-04-15 | 600 |  | 1
| 2019-04-16 | 600 |  | 1
| 2019-04-18 | 600 |  | 1
| 2019-04-19 | 600 |  | 1
| 2019-04-20 | 600 |  | 1
| 2019-04-21 | 600 |  | 1
| 2019-04-22 | 600 |  | 1
| 2019-04-23 | 600 |  | 1
| 2019-04-24 | 600 |  | 1
| 2019-04-25 | 600 |  | 1
| 2019-04-26 | 600 |  | 1
| 2019-04-27 | 600 |  | 1
| 2019-04-28 | 600 |  | 1
| 2019-04-29 | 600 |  | 1
| 2019-04-30 | 600 |  | 1
| 2019-05-01 | 600 |  | 1
| 2019-05-02 | 600 |  | 1
| 2019-05-03 | 600 |  | 1
| 2019-05-04 | 600 |  | 1
| 2019-05-05 | 600 |  | 1
| 2019-05-06 | 600 |  | 1
| 2019-05-07 | 600 | 150 | 1
| 2019-05-08 | 600 |  | 1
| 2019-05-09 | 600 |  | 1
| 2019-05-10 | 600 |  | 1
| 2019-05-11 | 600 |  | 1
| 2019-05-12 | 600 |  | 1
| 2019-05-13 | 600 |  | 1
| 2019-05-14 | 600 |  | 1
| 2019-05-15 | 600 |  | 1
| 2019-05-16 | 600 |  | 1
| 2019-05-17 | 600 |  | 1
| 2019-05-18 | 600 |  | 1
| 2019-05-19 | 600 |  | 1
| 2019-05-20 | 600 |  | 1
| 2019-05-21 | 600 |  | 1
| 2019-05-22 | 600 |  | 1
| 2019-05-23 | 600 |  | 1
| 2019-05-24 | 600 |  | 1
| 2019-05-25 | 600 |  | 1
| 2019-05-26 | 600 |  | 1
| 2019-05-27 | 600 |  | 1
| 2019-05-28 | 600 |  | 1
| 2019-05-29 | 600 |  | 1
| 2019-05-30 | 600 |  | 1
| 2019-05-31 | 600 |  | 1
| 2019-06-01 | 600 |  | 1
| 2019-06-02 | 600 |  | 1
| 2019-06-03 | 600 |  | 1
| 2019-06-04 | 600 | 125 | 1
| 2019-06-06 | 575 |  | 1
| 2019-06-07 | 575 |  | 1
| 2019-06-08 | 575 |  | 1
| 2019-06-09 | 575 |  | 1
| 2019-06-10 | 575 |  | 1
| 2019-06-11 | 575 |  | 1
| 2019-06-12 | 575 |  | 1
| 2019-06-13 | 575 |  | 1
| 2019-06-14 | 575 |  | 1
| 2019-06-15 | 575 |  | 1
| 2019-06-16 | 575 |  | 1
| 2019-06-17 | 575 |  | 1
| 2019-06-18 | 575 |  | 1
| 2019-06-19 | 575 |  | 1
| 2019-06-20 | 575 |  | 1
| 2019-06-21 | 575 |  | 1
| 2019-06-22 | 575 |  | 1
| 2019-06-23 | 575 |  | 1
| 2019-06-24 | 575 |  | 1
| 2019-06-25 | 575 |  | 1
| 2019-06-26 | 575 |  | 1
| 2019-06-27 | 575 |  | 1
| 2019-06-28 | 575 |  | 1
| 2019-06-29 | 575 |  | 1
| 2019-06-30 | 575 |  | 1
| 2019-07-01 | 575 |  | 1
| 2019-07-02 | 575 | 100 | 1
| 2019-07-03 | 575 |  | 1
| 2019-07-04 | 575 |  | 1
| 2019-07-05 | 575 |  | 1
| 2019-07-06 | 575 |  | 1
| 2019-07-07 | 575 |  | 1
| 2019-07-08 | 575 |  | 1
| 2019-07-09 | 575 |  | 1
| 2019-07-10 | 575 |  | 1
| 2019-07-11 | 575 |  | 1
| 2019-07-12 | 575 |  | 1
| 2019-07-13 | 575 |  | 1
| 2019-07-14 | 575 |  | 1
| 2019-07-15 | 575 |  | 1
| 2019-07-16 | 575 |  | 1
| 2019-07-17 | 575 |  | 1
| 2019-07-18 | 575 |  | 1
| 2019-07-19 | 575 |  | 1
| 2019-07-20 | 575 |  | 1
| 2019-07-21 | 575 |  | 1
| 2019-07-22 | 575 |  | 1
| 2019-07-23 | 575 |  | 1
| 2019-07-24 | 575 |  | 1
| 2019-07-25 | 575 |  | 1
| 2019-07-26 | 575 |  | 1
| 2019-07-27 | 575 |  | 1
| 2019-07-28 | 575 |  | 1
| 2019-07-29 | 575 |  | 1
| 2019-07-30 | 575 |  | 1
| 2019-07-31 | 575 |  | 1
| 2019-08-01 | 575 |  | 1
| 2019-08-02 | 575 |  | 1
| 2019-08-03 | 575 |  | 1
| 2019-08-04 | 575 |  | 1
| 2019-08-05 | 575 |  | 1
| 2019-08-06 | 575 | 100 | 1
| 2019-08-07 | 540 |  | 1
| 2019-08-08 | 540 |  | 1
| 2019-08-09 | 540 |  | 1
| 2019-08-10 | 540 |  | 1
| 2019-08-11 | 540 |  | 1
| 2019-08-13 | 540 |  | 1
| 2019-08-14 | 540 |  | 1
| 2019-08-16 | 540 |  | 1
| 2019-08-17 | 540 |  | 1
| 2019-08-18 | 540 |  | 1
| 2019-08-19 | 540 |  | 1
| 2019-08-20 | 540 |  | 1
| 2019-08-21 | 540 |  | 1
| 2019-08-22 | 540 |  | 1
| 2019-08-23 | 540 |  | 1
| 2019-08-24 | 540 |  | 1
| 2019-08-25 | 540 |  | 1
| 2019-08-26 | 540 |  | 1
| 2019-08-27 | 540 |  | 1
| 2019-08-28 | 540 |  | 1
| 2019-08-29 | 540 |  | 1
| 2019-08-30 | 540 |  | 1
| 2019-08-31 | 540 |  | 1
| 2019-09-01 | 540 |  | 1
| 2019-09-02 | 540 |  | 1
| 2019-09-03 | 540 | 100 | 1
| 2019-09-04 | 540 |  | 1
| 2019-09-05 | 540 |  | 1
| 2019-09-06 | 540 |  | 1
| 2019-09-07 | 540 |  | 1
| 2019-09-08 | 540 |  | 1
| 2019-09-09 | 540 |  | 1
| 2019-09-11 | 540 |  | 1
| 2019-09-12 | 540 |  | 1
| 2019-09-13 | 540 |  | 1
| 2019-09-14 | 540 |  | 1
| 2019-09-15 | 540 |  | 1
| 2019-09-16 | 540 |  | 1
| 2019-09-17 | 540 |  | 1
| 2019-09-18 | 540 |  | 1
| 2019-09-19 | 540 |  | 1
| 2019-09-20 | 540 |  | 1
| 2019-09-21 | 540 |  | 1
| 2019-09-22 | 540 |  | 1
| 2019-09-23 | 540 |  | 1
| 2019-09-24 | 540 |  | 1
| 2019-09-25 | 540 |  | 1
| 2019-09-26 | 540 |  | 1
| 2019-09-27 | 540 |  | 1
| 2019-09-28 | 540 |  | 1
| 2019-09-29 | 540 |  | 1
| 2019-09-30 | 540 |  | 1
| 2019-10-01 | 540 | 75 | 1
| 2019-10-03 | 540 |  | 1
| 2019-10-04 | 515 |  | 1
| 2019-10-05 | 515 |  | 1
| 2019-10-06 | 515 |  | 1
| 2019-10-07 | 515 |  | 1
| 2019-10-09 | 515 |  | 1
| 2019-10-10 | 515 |  | 1
| 2019-10-11 | 515 |  | 1
| 2019-10-12 | 515 |  | 1
| 2019-10-13 | 515 |  | 1
| 2019-10-14 | 515 |  | 1
| 2019-10-15 | 515 |  | 1
| 2019-10-16 | 515 |  | 1
| 2019-10-17 | 515 |  | 1
| 2019-10-18 | 515 |  | 1
| 2019-10-19 | 515 |  | 1
| 2019-10-20 | 515 |  | 1
| 2019-10-21 | 515 |  | 1
| 2019-10-22 | 515 |  | 1
| 2019-10-23 | 515 |  | 1
| 2019-10-24 | 515 |  | 1
| 2019-10-25 | 515 |  | 1
| 2019-10-26 | 515 |  | 1
| 2019-10-27 | 515 |  | 1
| 2019-10-28 | 515 |  | 1
| 2019-10-29 | 515 |  | 1
| 2019-10-30 | 515 |  | 1
| 2019-10-31 | 515 |  | 1
| 2019-11-01 | 515 |  | 1
| 2019-11-02 | 515 |  | 1
| 2019-11-03 | 515 |  | 1
| 2019-11-04 | 515 |  | 1
| 2019-11-05 | 515 | 75 | 1
| 2019-11-06 | 515 |  | 1
| 2019-11-07 | 515 |  | 1
| 2019-11-08 | 515 |  | 1
| 2019-11-09 | 515 |  | 1
| 2019-11-10 | 515 |  | 1
| 2019-11-11 | 515 |  | 1
| 2019-11-13 | 515 |  | 1
| 2019-11-14 | 515 |  | 1
| 2019-11-15 | 515 |  | 1
| 2019-11-16 | 515 |  | 1
| 2019-11-17 | 515 |  | 1
| 2019-11-18 | 515 |  | 1
| 2019-11-19 | 515 |  | 1
| 2019-11-20 | 515 |  | 1
| 2019-11-21 | 515 |  | 1
| 2019-11-22 | 515 |  | 1
| 2019-11-23 | 515 |  | 1
| 2019-11-24 | 515 |  | 1
| 2019-11-25 | 515 |  | 1
| 2019-11-26 | 515 |  | 1
| 2019-11-27 | 515 |  | 1
| 2019-11-28 | 515 |  | 1
| 2019-11-29 | 515 |  | 1
| 2019-11-30 | 515 |  | 1
| 2019-12-01 | 515 |  | 1
| 2019-12-02 | 515 |  | 1
| 2019-12-03 | 515 | 75 | 1
| 2019-12-04 | 515 |  | 1
| 2019-12-05 | 515 |  | 1
| 2019-12-06 | 515 |  | 1
| 2019-12-07 | 515 |  | 1
| 2019-12-08 | 515 |  | 1
| 2019-12-09 | 515 |  | 1
| 2019-12-10 | 515 |  | 1
| 2019-12-11 | 515 |  | 1
| 2019-12-12 | 515 |  | 1
| 2019-12-13 | 515 |  | 1
| 2019-12-14 | 515 |  | 1
| 2019-12-15 | 515 |  | 1
| 2019-12-16 | 515 |  | 1
| 2019-12-17 | 515 |  | 1
| 2019-12-18 | 515 |  | 1
| 2019-12-19 | 515 |  | 1
| 2019-12-20 | 515 |  | 1
| 2019-12-21 | 515 |  | 1
| 2019-12-22 | 515 |  | 1
| 2019-12-23 | 515 |  | 1
| 2019-12-24 | 515 |  | 1
| 2019-12-26 | 515 |  | 1
| 2019-12-27 | 515 |  | 1
| 2019-12-28 | 515 |  | 1
| 2019-12-29 | 515 |  | 1
| 2019-12-30 | 515 |  | 1
| 2019-12-31 | 515 |  | 1
| 2020-01-01 | 515 |  | 1
| 2020-01-02 | 515 |  | 1
| 2020-01-03 | 515 |  | 1
| 2020-01-04 | 515 |  | 1
| 2020-01-05 | 515 |  | 1
| 2020-01-06 | 515 |  | 1
| 2020-01-07 | 515 |  | 1
| 2020-01-08 | 515 |  | 1
| 2020-01-09 | 515 |  | 1
| 2020-01-10 | 515 |  | 1
| 2020-01-11 | 515 |  | 1
| 2020-01-12 | 515 |  | 1
| 2020-01-13 | 515 |  | 1
| 2020-01-14 | 515 |  | 1
| 2020-01-15 | 515 |  | 1
| 2020-01-16 | 515 |  | 1
| 2020-01-17 | 515 |  | 1
| 2020-01-18 | 515 |  | 1
| 2020-01-19 | 515 |  | 1
| 2020-01-20 | 515 |  | 1
| 2020-01-21 | 515 |  | 1
| 2020-01-22 | 515 |  | 1
| 2020-01-23 | 515 |  | 1
| 2020-01-24 | 515 |  | 1
| 2020-01-25 | 515 |  | 1
| 2020-01-26 | 515 |  | 1
| 2020-01-27 | 515 |  | 1
| 2020-01-28 | 515 |  | 1
| 2020-01-29 | 515 |  | 1
| 2020-01-30 | 515 |  | 1
| 2020-01-31 | 515 |  | 1
| 2020-02-01 | 515 |  | 1
| 2020-02-02 | 515 |  | 1
| 2020-02-03 | 515 |  | 1
| 2020-02-04 | 515 | 75 | 1
| 2020-02-05 | 515 |  | 1
| 2020-02-06 | 515 |  | 1
| 2020-02-07 | 515 |  | 1
| 2020-02-08 | 515 |  | 1
| 2020-02-09 | 515 |  | 1
| 2020-02-10 | 515 |  | 1
| 2020-02-11 | 515 |  | 1
| 2020-02-12 | 515 |  | 1
| 2020-02-13 | 515 |  | 1
| 2020-02-14 | 515 |  | 1
| 2020-02-15 | 515 |  | 1
| 2020-02-16 | 515 |  | 1
| 2020-02-17 | 515 |  | 1
| 2020-02-18 | 515 |  | 1
| 2020-02-19 | 515 |  | 1
| 2020-02-20 | 515 |  | 1
| 2020-02-21 | 515 |  | 1
| 2020-02-22 | 515 |  | 1
| 2020-02-23 | 515 |  | 1
| 2020-02-24 | 515 |  | 1
| 2020-02-25 | 515 |  | 1
| 2020-02-26 | 515 |  | 1
| 2020-02-27 | 515 |  | 1
| 2020-02-28 | 515 |  | 1
| 2020-02-29 | 515 |  | 1
| 2020-03-01 | 515 |  | 1
| 2020-03-02 | 515 |  | 1
| 2020-03-03 | 515 | 50 | 1
| 2020-03-04 | 515 |  | 1
| 2020-03-05 | 515 |  | 1
| 2020-03-06 | 515 |  | 1
| 2020-03-07 | 515 |  | 1
| 2020-03-08 | 515 |  | 1
| 2020-03-09 | 515 |  | 1
| 2020-03-11 | 515 |  | 1
| 2020-03-12 | 515 |  | 1
| 2020-03-13 | 515 |  | 1
| 2020-03-14 | 515 |  | 1
| 2020-03-15 | 515 |  | 1
| 2020-03-16 | 515 |  | 1
| 2020-03-17 | 515 |  | 1
| 2020-03-18 | 515 |  | 1
| 2020-03-19 | 515 | 25 | 1
| 2020-03-20 | 515 |  |  | 1
| 2020-03-21 | 515 |  |  | 1
| 2020-03-22 | 515 |  |  | 1
| 2020-03-23 | 515 |  |  | 1
| 2020-03-24 | 515 |  |  | 1
| 2020-03-25 | 515 |  |  | 1
| 2020-03-26 | 515 |  |  | 1
| 2020-03-27 | 440 |  |  | 1
| 2020-03-28 | 440 |  |  | 1
| 2020-03-29 | 440 |  |  | 1
| 2020-03-30 | 440 |  |  | 1
| 2020-03-31 | 440 |  |  | 1
| 2020-04-01 | 440 |  |  | 1
| 2020-04-02 | 440 |  |  | 1
| 2020-04-03 | 440 |  |  | 1
| 2020-04-04 | 440 |  |  | 1
| 2020-04-05 | 440 |  |  | 1
| 2020-04-06 | 440 |  |  | 1
| 2020-04-07 | 440 | 25 |  | 1
| 2020-04-08 | 440 |  |  | 1
| 2020-04-09 | 440 |  |  | 1
| 2020-04-10 | 440 |  |  | 1
| 2020-04-11 | 440 |  |  | 1
| 2020-04-12 | 440 |  |  | 1
| 2020-04-13 | 440 |  |  | 1
| 2020-04-14 | 440 |  |  | 1
| 2020-04-15 | 440 |  |  | 1
| 2020-04-16 | 440 |  |  | 1
| 2020-04-17 | 440 |  |  | 1
| 2020-04-18 | 440 |  |  | 1
| 2020-04-19 | 440 |  |  | 1
| 2020-04-20 | 440 |  |  | 1
| 2020-04-21 | 440 |  |  | 1
| 2020-04-22 | 440 |  |  | 1
| 2020-04-23 | 440 |  |  | 1
| 2020-04-24 | 440 |  |  | 1
| 2020-04-25 | 440 |  |  | 1
| 2020-04-26 | 440 |  |  | 1
| 2020-04-27 | 440 |  |  | 1
| 2020-04-28 | 440 |  |  | 1
| 2020-04-29 | 440 |  |  | 1
| 2020-04-30 | 440 |  |  | 1
| 2020-05-01 | 440 |  |  | 1
| 2020-05-02 | 440 |  |  | 1
| 2020-05-03 | 440 |  |  | 1
| 2020-05-04 | 440 |  |  | 1
| 2020-05-05 | 440 | 25 |  | 1
| 2020-05-06 | 440 |  |  | 1
| 2020-05-07 | 440 |  |  | 1
| 2020-05-08 | 440 |  |  | 1
| 2020-05-09 | 440 |  |  | 1
| 2020-05-10 | 440 |  |  | 1
| 2020-05-11 | 440 |  |  | 1
| 2020-05-12 | 440 |  |  | 1
| 2020-05-13 | 440 |  |  | 1
| 2020-05-14 | 440 |  |  | 1
| 2020-05-15 | 440 |  |  | 1
| 2020-05-16 | 440 |  |  | 1
| 2020-05-17 | 440 |  |  | 1
| 2020-05-18 | 440 |  |  | 1
| 2020-05-19 | 440 |  |  | 1
| 2020-05-20 | 440 |  |  | 1
| 2020-05-21 | 440 |  |  | 1
| 2020-05-22 | 400 |  |  | 1
| 2020-05-23 | 400 |  |  | 1
| 2020-05-24 | 400 |  |  | 1
| 2020-05-25 | 400 |  |  | 1
| 2020-05-26 | 400 |  |  | 1
| 2020-05-27 | 400 |  |  | 1
| 2020-05-28 | 400 |  |  | 1
| 2020-05-29 | 400 |  |  | 1
| 2020-05-30 | 400 |  |  | 1
| 2020-05-31 | 400 |  |  | 1
| 2020-06-01 | 400 |  |  | 1
| 2020-06-02 | 400 | 25 |  | 1
| 2020-06-03 | 400 |  |  | 1
| 2020-06-04 | 400 |  |  | 1
| 2020-06-05 | 400 |  |  | 1
| 2020-06-06 | 400 |  |  | 1
| 2020-06-07 | 400 |  |  | 1
| 2020-06-08 | 400 |  |  | 1
| 2020-06-09 | 400 |  |  | 1
| 2020-06-10 | 400 |  |  | 1
| 2020-06-11 | 400 |  |  | 1
| 2020-06-12 | 400 |  |  | 1
| 2020-06-13 | 400 |  |  | 1
| 2020-06-14 | 400 |  |  | 1
| 2020-06-15 | 400 |  |  | 1
| 2020-06-16 | 400 |  |  | 1
| 2020-06-17 | 400 |  |  | 1
| 2020-06-18 | 400 |  |  | 1
| 2020-06-19 | 400 |  |  | 1
| 2020-06-20 | 400 |  |  | 1
| 2020-06-21 | 400 |  |  | 1
| 2020-06-22 | 400 |  |  | 1
| 2020-06-23 | 400 |  |  | 1
| 2020-06-24 | 400 |  |  | 1
| 2020-06-25 | 400 |  |  | 1
| 2020-06-26 | 400 |  |  | 1
| 2020-06-27 | 400 |  |  | 1
| 2020-06-28 | 400 |  |  | 1
| 2020-06-29 | 400 |  |  | 1
| 2020-06-30 | 400 |  |  | 1
| 2020-07-01 | 400 |  |  | 1
| 2020-07-02 | 400 |  |  | 1
| 2020-07-03 | 400 |  |  | 1
| 2020-07-04 | 400 |  |  | 1
| 2020-07-05 | 400 |  |  | 1
| 2020-07-06 | 400 |  |  | 1
| 2020-07-07 | 400 | 25 |  | 1
| 2020-07-08 | 400 |  |  | 1
| 2020-07-09 | 400 |  |  | 1
| 2020-07-10 | 400 |  |  | 1
| 2020-07-11 | 400 |  |  | 1
| 2020-07-12 | 400 |  |  | 1
| 2020-07-13 | 400 |  |  | 1
| 2020-07-14 | 400 |  |  | 1
| 2020-07-15 | 400 |  |  | 1
| 2020-07-16 | 400 |  |  | 1
| 2020-07-17 | 400 |  |  | 1
| 2020-07-18 | 400 |  |  | 1
| 2020-07-19 | 400 |  |  | 1
| 2020-07-20 | 400 |  |  | 1
| 2020-07-21 | 400 |  |  | 1
| 2020-07-22 | 400 |  |  | 1
| 2020-07-23 | 400 |  |  | 1
| 2020-07-24 | 400 |  |  | 1
| 2020-07-25 | 400 |  |  | 1
| 2020-07-26 | 400 |  |  | 1
| 2020-07-27 | 400 |  |  | 1
| 2020-07-28 | 400 |  |  | 1
| 2020-07-29 | 400 |  |  | 1
| 2020-07-30 | 400 |  |  | 1
| 2020-07-31 | 400 |  |  | 1
| 2020-08-01 | 400 |  |  | 1
| 2020-08-02 | 400 |  |  | 1
| 2020-08-03 | 400 |  |  | 1
| 2020-08-04 | 400 | 25 |  | 1
| 2020-08-05 | 400 |  |  | 1
| 2020-08-06 | 400 |  |  | 1
| 2020-08-07 | 400 |  |  | 1
| 2020-08-08 | 400 |  |  | 1
| 2020-08-09 | 400 |  |  | 1
| 2020-08-10 | 400 |  |  | 1
| 2020-08-11 | 400 |  |  | 1
| 2020-08-12 | 400 |  |  | 1
| 2020-08-13 | 400 |  |  | 1
| 2020-08-14 | 400 |  |  | 1
| 2020-08-15 | 400 |  |  | 1
| 2020-08-16 | 400 |  |  | 1
| 2020-08-17 | 400 |  |  | 1
| 2020-08-18 | 400 |  |  | 1
| 2020-08-19 | 400 |  |  | 1
| 2020-08-20 | 400 |  |  | 1
| 2020-08-21 | 400 |  |  | 1
| 2020-08-22 | 400 |  |  | 1
| 2020-08-23 | 400 |  |  | 1
| 2020-08-24 | 400 |  |  | 1
| 2020-08-25 | 400 |  |  | 1
| 2020-08-26 | 400 |  |  | 1
| 2020-08-27 | 400 |  |  | 1
| 2020-08-28 | 400 |  |  | 1
| 2020-08-29 | 400 |  |  | 1
| 2020-08-30 | 400 |  |  | 1
| 2020-08-31 | 400 |  |  | 1
| 2020-09-01 | 400 | 25 |  | 1
| 2020-09-02 | 400 |  |  | 1
| 2020-09-03 | 400 |  |  | 1
| 2020-09-04 | 400 |  |  | 1
| 2020-09-05 | 400 |  |  | 1
| 2020-09-06 | 400 |  |  | 1
| 2020-09-07 | 400 |  |  | 1
| 2020-09-08 | 400 |  |  | 1
| 2020-09-09 | 400 |  |  | 1
| 2020-09-10 | 400 |  |  | 1
| 2020-09-11 | 400 |  |  | 1
| 2020-09-12 | 400 |  |  | 1
| 2020-09-13 | 400 |  |  | 1
| 2020-09-14 | 400 |  |  | 1
| 2020-09-15 | 400 |  |  | 1
| 2020-09-16 | 400 |  |  | 1
| 2020-09-17 | 400 |  |  | 1
| 2020-09-18 | 400 |  |  | 1
| 2020-09-19 | 400 |  |  | 1
| 2020-09-20 | 400 |  |  | 1
| 2020-09-21 | 400 |  |  | 1
| 2020-09-22 | 400 |  |  | 1
| 2020-09-23 | 400 |  |  | 1
| 2020-09-24 | 400 |  |  | 1
| 2020-09-25 | 400 |  |  | 1
| 2020-09-26 | 400 |  |  | 1
| 2020-09-27 | 400 |  |  | 1
| 2020-09-28 | 400 |  |  | 1
| 2020-09-29 | 400 |  |  | 1
| 2020-09-30 | 400 |  |  | 1
| 2020-10-01 | 400 |  |  | 1
| 2020-10-02 | 400 |  |  | 1
| 2020-10-03 | 400 |  |  | 1
| 2020-10-04 | 400 |  |  | 1
| 2020-10-05 | 400 |  |  | 1
| 2020-10-06 | 400 | 25 |  | 1
| 2020-10-07 | 400 |  |  | 1
| 2020-10-08 | 400 |  |  | 1
| 2020-10-09 | 400 |  |  | 1
| 2020-10-10 | 400 |  |  | 1
| 2020-10-11 | 400 |  |  | 1
| 2020-10-12 | 400 |  |  | 1
| 2020-10-13 | 400 |  |  | 1
| 2020-10-14 | 400 |  |  | 1
| 2020-10-15 | 400 |  |  | 1
| 2020-10-16 | 400 |  |  | 1
| 2020-10-17 | 400 |  |  | 1
| 2020-10-18 | 400 |  |  | 1
| 2020-10-19 | 400 |  |  | 1
| 2020-10-20 | 400 |  |  | 1
| 2020-10-21 | 400 |  |  | 1
| 2020-10-22 | 400 |  |  | 1
| 2020-10-23 | 400 |  |  | 1
| 2020-10-24 | 400 |  |  | 1
| 2020-10-25 | 400 |  |  | 1
| 2020-10-26 | 400 |  |  | 1
| 2020-10-27 | 400 |  |  | 1
| 2020-10-28 | 400 |  |  | 1
| 2020-10-29 | 400 |  |  | 1
| 2020-10-30 | 400 |  |  | 1
| 2020-10-31 | 400 |  |  | 1
| 2020-11-01 | 400 |  |  | 1
| 2020-11-02 | 400 |  |  | 1
| 2020-11-03 | 400 | 10 |  | 1
| 2020-11-04 | 400 |  |  | 1
| 2020-11-05 | 400 |  |  | 1
| 2020-11-06 | 400 |  |  | 1
| 2020-11-07 | 400 |  |  | 1
| 2020-11-08 | 400 |  |  | 1
| 2020-11-09 | 400 |  |  | 1
| 2020-11-10 | 400 |  |  | 1
| 2020-11-11 | 400 |  |  | 1
| 2020-11-12 | 400 |  |  | 1
| 2020-11-13 | 400 |  |  | 1
| 2020-11-14 | 400 |  |  | 1
| 2020-11-15 | 400 |  |  | 1
| 2020-11-16 | 400 |  |  | 1
| 2020-11-17 | 400 |  |  | 1
| 2020-11-18 | 400 |  |  | 1
| 2020-11-19 | 400 |  |  | 1
| 2020-11-20 | 400 |  |  | 1
| 2020-11-21 | 400 |  |  | 1
| 2020-11-22 | 400 |  |  | 1
| 2020-11-23 | 400 |  |  | 1
| 2020-11-24 | 400 |  |  | 1
| 2020-11-25 | 400 |  |  | 1
| 2020-11-26 | 400 |  |  | 1
| 2020-11-27 | 400 |  |  | 1
| 2020-11-28 | 400 |  |  | 1
| 2020-11-29 | 400 |  |  | 1
| 2020-11-30 | 400 |  |  | 1
| 2020-12-01 | 400 | 10 |  | 1
| 2020-12-02 | 400 |  |  | 1
| 2020-12-03 | 400 |  |  | 1
| 2020-12-04 | 400 |  |  | 1
| 2020-12-05 | 400 |  |  | 1
| 2020-12-06 | 400 |  |  | 1
| 2020-12-07 | 400 |  |  | 1
| 2020-12-08 | 400 |  |  | 1
| 2020-12-09 | 400 |  |  | 1
| 2020-12-10 | 400 |  |  | 1
| 2020-12-11 | 400 |  |  | 1
| 2020-12-12 | 400 |  |  | 1
| 2020-12-13 | 400 |  |  | 1
| 2020-12-14 | 400 |  |  | 1
| 2020-12-15 | 400 |  |  | 1
| 2020-12-16 | 400 |  |  | 1
| 2020-12-17 | 400 |  |  | 1
| 2020-12-18 | 400 |  |  | 1
| 2020-12-19 | 400 |  |  | 1
| 2020-12-20 | 400 |  |  | 1
| 2020-12-21 | 400 |  |  | 1
| 2020-12-22 | 400 |  |  | 1
| 2020-12-23 | 400 |  |  | 1
| 2020-12-24 | 400 |  |  | 1
| 2020-12-25 | 400 |  |  | 1
| 2020-12-26 | 400 |  |  | 1
| 2020-12-27 | 400 |  |  | 1
| 2020-12-28 | 400 |  |  | 1
| 2020-12-29 | 400 |  |  | 1
| 2020-12-30 | 400 |  |  | 1
| 2020-12-31 | 400 |  |  | 1
| 2021-01-01 | 400 |  |  | 1
| 2021-01-02 | 400 |  |  | 1
| 2021-01-03 | 400 |  |  | 1
| 2021-01-04 | 400 |  |  | 1
| 2021-01-05 | 400 |  |  | 1
| 2021-01-06 | 400 |  |  | 1
| 2021-01-07 | 400 |  |  | 1
| 2021-01-08 | 400 |  |  | 1
| 2021-01-09 | 400 |  |  | 1
| 2021-01-10 | 400 |  |  | 1
| 2021-01-11 | 400 |  |  | 1
| 2021-01-12 | 400 |  |  | 1
| 2021-01-13 | 400 |  |  | 1
| 2021-01-14 | 400 |  |  | 1
| 2021-01-15 | 400 |  |  | 1
| 2021-01-16 | 400 |  |  | 1
| 2021-01-17 | 400 |  |  | 1
| 2021-01-18 | 400 |  |  | 1
| 2021-01-19 | 400 |  |  | 1
| 2021-01-20 | 400 |  |  | 1
| 2021-01-21 | 400 |  |  | 1
| 2021-01-22 | 400 |  |  | 1
| 2021-01-23 | 400 |  |  | 1
| 2021-01-24 | 400 |  |  | 1
| 2021-01-25 | 400 |  |  | 1
| 2021-01-26 | 400 |  |  | 1
| 2021-01-27 | 400 |  |  | 1
| 2021-01-28 | 400 |  |  | 1
| 2021-01-29 | 400 |  |  | 1
| 2021-01-30 | 400 |  |  | 1
| 2021-01-31 | 400 |  |  | 1
| 2021-02-01 | 400 |  |  | 1
| 2021-02-02 | 400 | 10 |  | 1
| 2021-02-03 | 400 |  |  | 1
| 2021-02-04 | 400 |  |  | 1
| 2021-02-05 | 400 |  |  | 1
| 2021-02-06 | 400 |  |  | 1
| 2021-02-07 | 400 |  |  | 1
| 2021-02-08 | 400 |  |  | 1
| 2021-02-09 | 400 |  |  | 1
| 2021-02-10 | 400 |  |  | 1
| 2021-02-11 | 400 |  |  | 1
| 2021-02-12 | 400 |  |  | 1
| 2021-02-13 | 400 |  |  | 1
| 2021-02-14 | 400 |  |  | 1
| 2021-02-15 | 400 |  |  | 1
| 2021-02-16 | 400 |  |  | 1
| 2021-02-17 | 400 |  |  | 1
| 2021-02-18 | 400 |  |  | 1
| 2021-02-19 | 400 |  |  | 1
| 2021-02-20 | 400 |  |  | 1
| 2021-02-21 | 400 |  |  | 1
| 2021-02-22 | 400 |  |  | 1
| 2021-02-23 | 400 |  |  | 1
| 2021-02-24 | 400 |  |  | 1
| 2021-02-25 | 400 |  |  | 1
| 2021-02-26 | 400 |  |  | 1
| 2021-02-27 | 400 |  |  | 1
| 2021-02-28 | 400 |  |  | 1
| 2021-03-01 | 400 |  |  | 1
| 2021-03-02 | 400 | 10 |  | 1
| 2021-03-03 | 400 |  |  | 1
| 2021-03-04 | 400 |  |  | 1
| 2021-03-05 | 400 |  |  | 1
| 2021-03-06 | 400 |  |  | 1
| 2021-03-07 | 400 |  |  | 1
| 2021-03-08 | 400 |  |  | 1
| 2021-03-09 | 400 |  |  | 1
| 2021-03-10 | 400 |  |  | 1
| 2021-03-11 | 400 |  |  | 1
| 2021-03-12 | 400 |  |  | 1
| 2021-03-13 | 400 |  |  | 1
| 2021-03-14 | 400 |  |  | 1
| 2021-03-15 | 400 |  |  | 1
| 2021-03-16 | 400 |  |  | 1
| 2021-03-17 | 400 |  |  | 1
| 2021-03-18 | 400 |  |  | 1
| 2021-03-19 | 400 |  |  | 1
| 2021-03-20 | 400 |  |  | 1
| 2021-03-21 | 400 |  |  | 1
| 2021-03-22 | 400 |  |  | 1
| 2021-03-23 | 400 |  |  | 1
| 2021-03-24 | 400 |  |  | 1
| 2021-03-25 | 400 |  |  | 1
| 2021-03-26 | 400 |  |  | 1
| 2021-03-27 | 400 |  |  | 1
| 2021-03-28 | 400 |  |  | 1
| 2021-03-29 | 400 |  |  | 1
| 2021-03-30 | 400 |  |  | 1
| 2021-03-31 | 400 |  |  | 1
| 2021-04-01 | 400 |  |  | 1
| 2021-04-02 | 400 |  |  | 1
| 2021-04-03 | 400 |  |  | 1
| 2021-04-04 | 400 |  |  | 1
| 2021-04-05 | 400 |  |  | 1
| 2021-04-06 | 400 | 10 |  | 1
| 2021-04-07 | 400 |  |  | 1
| 2021-04-08 | 400 |  |  | 1
| 2021-04-09 | 400 |  |  | 1
| 2021-04-10 | 400 |  |  | 1
| 2021-04-11 | 400 |  |  | 1
| 2021-04-12 | 400 |  |  | 1
| 2021-04-13 | 400 |  |  | 1
| 2021-04-14 | 400 |  |  | 1
| 2021-04-15 | 400 |  |  | 1
| 2021-04-16 | 400 |  |  | 1
| 2021-04-17 | 400 |  |  | 1
| 2021-04-18 | 400 |  |  | 1
| 2021-04-19 | 400 |  |  | 1
| 2021-04-20 | 400 |  |  | 1
| 2021-04-21 | 400 |  |  | 1
| 2021-04-22 | 400 |  |  | 1
| 2021-04-23 | 400 |  |  | 1
| 2021-04-24 | 400 |  |  | 1
| 2021-04-25 | 400 |  |  | 1
| 2021-04-26 | 400 |  |  | 1
| 2021-04-27 | 400 |  |  | 1
| 2021-04-28 | 400 |  |  | 1
| 2021-04-29 | 400 |  |  | 1
| 2021-04-30 | 400 |  |  | 1
| 2021-05-01 | 400 |  |  | 1
| 2021-05-02 | 400 |  |  | 1
| 2021-05-03 | 400 |  |  | 1
| 2021-05-04 | 400 | 10 |  | 1
| 2021-05-05 | 400 |  |  | 1
| 2021-05-06 | 400 |  |  | 1
| 2021-05-07 | 400 |  |  | 1
| 2021-05-08 | 400 |  |  | 1
| 2021-05-09 | 400 |  |  | 1
| 2021-05-10 | 400 |  |  | 1
| 2021-05-11 | 400 |  |  | 1
| 2021-05-12 | 400 |  |  | 1
| 2021-05-13 | 400 |  |  | 1
| 2021-05-14 | 400 |  |  | 1
| 2021-05-15 | 400 |  |  | 1
| 2021-05-16 | 400 |  |  | 1
| 2021-05-17 | 400 |  |  | 1
| 2021-05-18 | 400 |  |  | 1
| 2021-05-19 | 400 |  |  | 1
| 2021-05-20 | 400 |  |  | 1
| 2021-05-21 | 400 |  |  | 1
| 2021-05-22 | 400 |  |  | 1
| 2021-05-23 | 400 |  |  | 1
| 2021-05-24 | 400 |  |  | 1
| 2021-05-25 | 400 |  |  | 1
| 2021-05-26 | 400 |  |  | 1
| 2021-05-27 | 400 |  |  | 1
| 2021-05-28 | 400 |  |  | 1
| 2021-05-29 | 400 |  |  | 1
| 2021-05-30 | 400 |  |  | 1
| 2021-05-31 | 400 |  |  | 1
| 2021-06-01 | 400 | 10 |  | 1
| 2021-06-02 | 400 |  |  | 1
| 2021-06-03 | 400 |  |  | 1
| 2021-06-04 | 400 |  |  | 1
| 2021-06-05 | 400 |  |  | 1
| 2021-06-06 | 400 |  |  | 1
| 2021-06-07 | 400 |  |  | 1
| 2021-06-08 | 400 |  |  | 1
| 2021-06-09 | 400 |  |  | 1
| 2021-06-10 | 400 |  |  | 1
| 2021-06-11 | 400 |  |  | 1
| 2021-06-12 | 400 |  |  | 1
| 2021-06-13 | 400 |  |  | 1
| 2021-06-14 | 400 |  |  | 1
| 2021-06-15 | 400 |  |  | 1
| 2021-06-16 | 400 |  |  | 1
| 2021-06-17 | 400 |  |  | 1
| 2021-06-18 | 400 |  |  | 1
| 2021-06-19 | 400 |  |  | 1
| 2021-06-20 | 400 |  |  | 1
| 2021-06-21 | 400 |  |  | 1
| 2021-06-22 | 400 |  |  | 1
| 2021-06-23 | 400 |  |  | 1
| 2021-06-24 | 400 |  |  | 1
| 2021-06-25 | 400 |  |  | 1
| 2021-06-26 | 400 |  |  | 1
| 2021-06-27 | 400 |  |  | 1
| 2021-06-28 | 400 |  |  | 1
| 2021-06-29 | 400 |  |  | 1
| 2021-06-30 | 400 |  |  | 1
| 2021-07-01 | 400 |  |  | 1
| 2021-07-02 | 400 |  |  | 1
| 2021-07-03 | 400 |  |  | 1
| 2021-07-04 | 400 |  |  | 1
| 2021-07-05 | 400 |  |  | 1
| 2021-07-06 | 400 | 10 |  | 1
| 2021-07-07 | 400 |  |  | 1
| 2021-07-08 | 400 |  |  | 1
| 2021-07-09 | 400 |  |  | 1
| 2021-07-10 | 400 |  |  | 1
| 2021-07-11 | 400 |  |  | 1
| 2021-07-12 | 400 |  |  | 1
| 2021-07-13 | 400 |  |  | 1
| 2021-07-14 | 400 |  |  | 1
| 2021-07-15 | 400 |  |  | 1
| 2021-07-16 | 400 |  |  | 1
| 2021-07-17 | 400 |  |  | 1
| 2021-07-18 | 400 |  |  | 1
| 2021-07-19 | 400 |  |  | 1
| 2021-07-20 | 400 |  |  | 1
| 2021-07-21 | 400 |  |  | 1
| 2021-07-22 | 400 |  |  | 1
| 2021-07-23 | 400 |  |  | 1
| 2021-07-24 | 400 |  |  | 1
| 2021-07-25 | 400 |  |  | 1
| 2021-07-26 | 400 |  |  | 1
| 2021-07-27 | 400 |  |  | 1
| 2021-07-28 | 400 |  |  | 1
| 2021-07-29 | 400 |  |  | 1
| 2021-07-30 | 400 |  |  | 1
| 2021-07-31 | 400 |  |  | 1
| 2021-08-01 | 400 |  |  | 1
| 2021-08-02 | 400 |  |  | 1
| 2021-08-03 | 400 | 10 |  | 1
| 2021-08-04 | 400 |  |  | 1
| 2021-08-05 | 400 |  |  | 1
| 2021-08-06 | 400 |  |  | 1
| 2021-08-07 | 400 |  |  | 1
| 2021-08-08 | 400 |  |  | 1
| 2021-08-09 | 400 |  |  | 1
| 2021-08-10 | 400 |  |  | 1
| 2021-08-11 | 400 |  |  | 1
| 2021-08-12 | 400 |  |  | 1
| 2021-08-13 | 400 |  |  | 1
| 2021-08-14 | 400 |  |  | 1
| 2021-08-15 | 400 |  |  | 1
| 2021-08-16 | 400 |  |  | 1
| 2021-08-17 | 400 |  |  | 1
| 2021-08-18 | 400 |  |  | 1
| 2021-08-19 | 400 |  |  | 1
| 2021-08-20 | 400 |  |  | 1
| 2021-08-21 | 400 |  |  | 1
| 2021-08-22 | 400 |  |  | 1
| 2021-08-23 | 400 |  |  | 1
| 2021-08-24 | 400 |  |  | 1
| 2021-08-25 | 400 |  |  | 1
| 2021-08-26 | 400 |  |  | 1
| 2021-08-27 | 400 |  |  | 1
| 2021-08-28 | 400 |  |  | 1
| 2021-08-29 | 400 |  |  | 1
| 2021-08-30 | 400 |  |  | 1
| 2021-08-31 | 400 |  |  | 1
| 2021-09-01 | 400 |  |  | 1
| 2021-09-02 | 400 |  |  | 1
| 2021-09-03 | 400 |  |  | 1
| 2021-09-04 | 400 |  |  | 1
| 2021-09-05 | 400 |  |  | 1
| 2021-09-06 | 400 |  |  | 1
| 2021-09-07 | 400 | 10 |  | 1
| 2021-09-08 | 400 |  |  | 1
| 2021-09-09 | 400 |  |  | 1
| 2021-09-10 | 400 |  |  | 1
| 2021-09-11 | 400 |  |  | 1
| 2021-09-12 | 400 |  |  | 1
| 2021-09-13 | 400 |  |  | 1
| 2021-09-14 | 400 |  |  | 1
| 2021-09-15 | 400 |  |  | 1
| 2021-09-16 | 400 |  |  | 1
| 2021-09-17 | 400 |  |  | 1
| 2021-09-18 | 400 |  |  | 1
| 2021-09-19 | 400 |  |  | 1
| 2021-09-20 | 400 |  |  | 1
| 2021-09-21 | 400 |  |  | 1
| 2021-09-22 | 400 |  |  | 1
| 2021-09-23 | 400 |  |  | 1
| 2021-09-24 | 400 |  |  | 1
| 2021-09-25 | 400 |  |  | 1
| 2021-09-26 | 400 |  |  | 1
| 2021-09-27 | 400 |  |  | 1
| 2021-09-28 | 400 |  |  | 1
| 2021-09-29 | 400 |  |  | 1
| 2021-09-30 | 400 |  |  | 1
| 2021-10-01 | 400 |  |  | 1
| 2021-10-02 | 400 |  |  | 1
| 2021-10-03 | 400 |  |  | 1
| 2021-10-04 | 400 |  |  | 1
| 2021-10-05 | 400 | 10 |  | 1
| 2021-10-06 | 400 |  |  | 1
| 2021-10-07 | 400 |  |  | 1
| 2021-10-08 | 400 |  |  | 1
| 2021-10-09 | 400 |  |  | 1
| 2021-10-10 | 400 |  |  | 1
| 2021-10-11 | 400 |  |  | 1
| 2021-10-12 | 400 |  |  | 1
| 2021-10-13 | 400 |  |  | 1
| 2021-10-14 | 400 |  |  | 1
| 2021-10-15 | 400 |  |  | 1
| 2021-10-16 | 400 |  |  | 1
| 2021-10-17 | 400 |  |  | 1
| 2021-10-18 | 400 |  |  | 1
| 2021-10-19 | 400 |  |  | 1
| 2021-10-20 | 400 |  |  | 1
| 2021-10-21 | 400 |  |  | 1
| 2021-10-22 | 400 |  |  | 1
| 2021-10-23 | 400 |  |  | 1
| 2021-10-24 | 400 |  |  | 1
| 2021-10-25 | 400 |  |  | 1
| 2021-10-26 | 400 |  |  | 1
| 2021-10-27 | 400 |  |  | 1
| 2021-10-28 | 400 |  |  | 1
| 2021-10-29 | 400 |  |  | 1
| 2021-10-30 | 400 |  |  | 1
| 2021-10-31 | 400 |  |  | 1
| 2021-11-01 | 400 |  |  | 1
| 2021-11-02 | 400 | 10 |  | 1
| 2021-11-03 | 400 |  |  | 1
| 2021-11-04 | 400 |  |  | 1
| 2021-11-05 | 400 |  |  | 1
| 2021-11-06 | 400 |  |  | 1
| 2021-11-07 | 400 |  |  | 1
| 2021-11-08 | 400 |  |  | 1
| 2021-11-09 | 400 |  |  | 1
| 2021-11-10 | 400 |  |  | 1
| 2021-11-11 | 400 |  |  | 1
| 2021-11-12 | 400 |  |  | 1
| 2021-11-13 | 400 |  |  | 1
| 2021-11-14 | 400 |  |  | 1
| 2021-11-15 | 400 |  |  | 1
| 2021-11-16 | 400 |  |  | 1
| 2021-11-17 | 400 |  |  | 1
| 2021-11-18 | 400 |  |  | 1
| 2021-11-19 | 400 |  |  | 1
| 2021-11-20 | 400 |  |  | 1
| 2021-11-21 | 400 |  |  | 1
| 2021-11-22 | 400 |  |  | 1
| 2021-11-23 | 400 |  |  | 1
| 2021-11-24 | 400 |  |  | 1
| 2021-11-25 | 400 |  |  | 1
| 2021-11-26 | 400 |  |  | 1
| 2021-11-27 | 400 |  |  | 1
| 2021-11-28 | 400 |  |  | 1
| 2021-11-29 | 400 |  |  | 1
| 2021-11-30 | 400 |  |  | 1
| 2021-12-01 | 400 |  |  | 1
| 2021-12-02 | 400 |  |  | 1
| 2021-12-03 | 400 |  |  | 1
| 2021-12-04 | 400 |  |  | 1
| 2021-12-05 | 400 |  |  | 1
| 2021-12-06 | 400 |  |  | 1
| 2021-12-07 | 400 | 10 |  | 1
| 2021-12-08 | 400 |  |  | 1
| 2021-12-09 | 400 |  |  | 1
| 2021-12-10 | 400 |  |  | 1
| 2021-12-11 | 400 |  |  | 1
| 2021-12-12 | 400 |  |  | 1
| 2021-12-13 | 400 |  |  | 1
| 2021-12-14 | 400 |  |  | 1
| 2021-12-15 | 400 |  |  | 1
| 2021-12-16 | 400 |  |  | 1
| 2021-12-17 | 400 |  |  | 1
| 2021-12-18 | 400 |  |  | 1
| 2021-12-19 | 400 |  |  | 1
| 2021-12-20 | 400 |  |  | 1
| 2021-12-21 | 400 |  |  | 1
| 2021-12-22 | 400 |  |  | 1
| 2021-12-23 | 400 |  |  | 1
| 2021-12-24 | 400 |  |  | 1
| 2021-12-25 | 400 |  |  | 1
| 2021-12-26 | 400 |  |  | 1
| 2021-12-27 | 400 |  |  | 1
| 2021-12-28 | 400 |  |  | 1
| 2021-12-29 | 400 |  |  | 1
| 2021-12-30 | 400 |  |  | 1
| 2021-12-31 | 400 |  |  | 1
| 2022-01-01 | 400 |  |  | 1
| 2022-01-02 | 400 |  |  | 1
| 2022-01-03 | 400 |  |  | 1
| 2022-01-04 | 400 |  |  | 1
| 2022-01-05 | 400 |  |  | 1
| 2022-01-06 | 400 |  |  | 1
| 2022-01-07 | 400 |  |  | 1
| 2022-01-08 | 400 |  |  | 1
| 2022-01-09 | 400 |  |  | 1
| 2022-01-10 | 400 |  |  | 1
| 2022-01-11 | 400 |  |  | 1
| 2022-01-12 | 400 |  |  | 1
| 2022-01-13 | 400 |  |  | 1
| 2022-01-14 | 400 |  |  | 1
| 2022-01-15 | 400 |  |  | 1
| 2022-01-16 | 400 |  |  | 1
| 2022-01-17 | 400 |  |  | 1
| 2022-01-18 | 400 |  |  | 1
| 2022-01-19 | 400 |  |  | 1
| 2022-01-20 | 400 |  |  | 1
| 2022-01-21 | 400 |  |  | 1
| 2022-01-22 | 400 |  |  | 1
| 2022-01-23 | 400 |  |  | 1
| 2022-01-24 | 400 |  |  | 1
| 2022-01-25 | 400 |  |  | 1
| 2022-01-26 | 400 |  |  | 1
| 2022-01-27 | 400 |  |  | 1
| 2022-01-28 | 400 |  |  | 1
| 2022-01-29 | 400 |  |  | 1
| 2022-01-30 | 400 |  |  | 1
| 2022-01-31 | 400 |  |  | 1
| 2022-02-01 | 400 | 10 |  | 1
| 2022-02-02 | 400 |  |  | 1
| 2022-02-03 | 400 |  |  | 1
| 2022-02-04 | 400 |  |  | 1
| 2022-02-05 | 400 |  |  | 1
| 2022-02-06 | 400 |  |  | 1
| 2022-02-07 | 400 |  |  | 1
| 2022-02-08 | 400 |  |  | 1
| 2022-02-09 | 400 |  |  | 1
| 2022-02-10 | 400 |  |  | 1
| 2022-02-11 | 400 |  |  | 1
| 2022-02-12 | 400 |  |  | 1
| 2022-02-13 | 400 |  |  | 1
| 2022-02-14 | 400 |  |  | 1
| 2022-02-15 | 400 |  |  | 1
| 2022-02-16 | 400 |  |  | 1
| 2022-02-17 | 400 |  |  | 1
| 2022-02-18 | 400 |  |  | 1
| 2022-02-19 | 400 |  |  | 1
| 2022-02-20 | 400 |  |  | 1
| 2022-02-21 | 400 |  |  | 1
| 2022-02-22 | 400 |  |  | 1
| 2022-02-23 | 400 |  |  | 1
| 2022-02-24 | 400 |  |  | 1
| 2022-02-25 | 400 |  |  | 1
| 2022-02-26 | 400 |  |  | 1
| 2022-02-27 | 400 |  |  | 1
| 2022-02-28 | 400 |  |  | 1
| 2022-03-01 | 400 | 10 |  | 1
| 2022-03-02 | 400 |  |  | 1
| 2022-03-03 | 400 |  |  | 1
| 2022-03-04 | 400 |  |  | 1
| 2022-03-05 | 400 |  |  | 1
| 2022-03-06 | 400 |  |  | 1
| 2022-03-07 | 400 |  |  | 1
| 2022-03-08 | 400 |  |  | 1
| 2022-03-09 | 400 |  |  | 1
| 2022-03-10 | 400 |  |  | 1
| 2022-03-11 | 400 |  |  | 1
| 2022-03-12 | 400 |  |  | 1
| 2022-03-13 | 400 |  |  | 1
| 2022-03-14 | 400 |  |  | 1
| 2022-03-15 | 400 |  |  | 1
| 2022-03-16 | 400 |  |  | 1
| 2022-03-17 | 400 |  |  | 1
| 2022-03-18 | 400 |  |  | 1
| 2022-03-19 | 400 |  |  | 1
| 2022-03-20 | 400 |  |  | 1
| 2022-03-21 | 400 |  |  | 1
| 2022-03-22 | 400 |  |  | 1
| 2022-03-23 | 400 |  |  | 1
| 2022-03-24 | 400 |  |  | 1
| 2022-03-25 | 400 |  |  | 1
| 2022-03-26 | 400 |  |  | 1
| 2022-03-27 | 400 |  |  | 1
| 2022-03-28 | 400 |  |  | 1
| 2022-03-29 | 400 |  |  | 1
| 2022-03-30 | 400 |  |  | 1
| 2022-03-31 | 400 |  |  | 1
| 2022-04-01 | 400 |  |  | 1
| 2022-04-02 | 400 |  |  | 1
| 2022-04-03 | 400 |  |  | 1
| 2022-04-04 | 400 |  |  | 1
| 2022-04-05 | 400 | 10 |  | 1
| 2022-04-06 | 400 |  |  | 1
| 2022-04-07 | 400 |  |  | 1
| 2022-04-08 | 400 |  |  | 1
| 2022-04-09 | 400 |  |  | 1
| 2022-04-10 | 400 |  |  | 1
| 2022-04-11 | 400 |  |  | 1
| 2022-04-12 | 400 |  |  | 1
| 2022-04-13 | 400 |  |  | 1
| 2022-04-14 | 400 |  |  | 1
| 2022-04-15 | 400 |  |  | 1
| 2022-04-16 | 400 |  |  | 1
| 2022-04-17 | 400 |  |  | 1
| 2022-04-18 | 400 |  |  | 1
| 2022-04-19 | 400 |  |  | 1
| 2022-04-20 | 400 |  |  | 1
| 2022-04-21 | 400 |  |  | 1
| 2022-04-22 | 400 |  |  | 1
| 2022-04-23 | 400 |  |  | 1
| 2022-04-24 | 400 |  |  | 1
| 2022-04-25 | 400 |  |  | 1
| 2022-04-26 | 400 |  |  | 1
| 2022-04-27 | 400 |  |  | 1
| 2022-04-28 | 400 |  |  | 1
| 2022-04-29 | 400 |  |  | 1
| 2022-04-30 | 400 |  |  | 1
| 2022-05-01 | 400 |  |  | 1
| 2022-05-02 | 400 |  |  | 1
| 2022-05-03 | 400 | 35 |  | 1
| 2022-05-04 | 440 |  |  | 1
| 2022-05-05 | 440 |  |  |  | 1
| 2022-05-06 | 440 |  |  |  | 1
| 2022-05-07 | 440 |  |  |  | 1
| 2022-05-08 | 440 |  |  |  | 1
| 2022-05-09 | 440 |  |  |  | 1
| 2022-05-10 | 440 |  |  |  | 1
| 2022-05-11 | 440 |  |  |  | 1
| 2022-05-12 | 440 |  |  |  | 1
| 2022-05-13 | 440 |  |  |  | 1
| 2022-05-14 | 440 |  |  |  | 1
| 2022-05-15 | 440 |  |  |  | 1
| 2022-05-16 | 440 |  |  |  | 1
| 2022-05-17 | 440 |  |  |  | 1
| 2022-05-18 | 440 |  |  |  | 1
| 2022-05-19 | 440 |  |  |  | 1
| 2022-05-20 | 440 |  |  |  | 1
| 2022-05-21 | 440 |  |  |  | 1
| 2022-05-22 | 440 |  |  |  | 1
| 2022-05-23 | 440 |  |  |  | 1
| 2022-05-24 | 440 |  |  |  | 1
| 2022-05-25 | 440 |  |  |  | 1
| 2022-05-26 | 440 |  |  |  | 1
| 2022-05-27 | 440 |  |  |  | 1
| 2022-05-28 | 440 |  |  |  | 1
| 2022-05-29 | 440 |  |  |  | 1
| 2022-05-30 | 440 |  |  |  | 1
| 2022-05-31 | 440 |  |  |  | 1
| 2022-06-01 | 440 |  |  |  | 1
| 2022-06-02 | 440 |  |  |  | 1
| 2022-06-03 | 440 |  |  |  | 1
| 2022-06-04 | 440 |  |  |  | 1
| 2022-06-05 | 440 |  |  |  | 1
| 2022-06-06 | 440 |  |  |  | 1
| 2022-06-07 | 440 | 85 |  |  | 1
| 2022-06-08 | 490 |  |  |  | 1
| 2022-06-09 | 490 |  |  |  | 1
| 2022-06-10 | 490 |  |  |  | 1
| 2022-06-11 | 490 |  |  |  | 1
| 2022-06-12 | 490 |  |  |  | 1
| 2022-06-13 | 490 |  |  |  | 1
| 2022-06-14 | 490 |  |  |  | 1
| 2022-06-15 | 490 |  |  |  | 1
| 2022-06-16 | 490 |  |  |  | 1
| 2022-06-17 | 490 |  |  |  | 1
| 2022-06-18 | 490 |  |  |  | 1
| 2022-06-19 | 490 |  |  |  | 1
| 2022-06-20 | 490 |  |  |  | 1
| 2022-06-21 | 490 |  |  |  | 1
| 2022-06-22 | 490 |  |  |  | 1
| 2022-06-23 | 490 |  |  |  | 1
| 2022-06-24 | 490 |  |  |  | 1
Rising rates to counter inflation

## PV module imports, India
PV module imports, India
Dataset | PV module imports, India
Units | GW
Source | Sinoimex, BloombergNEF
Subject to terms and conditions
PV module imports, India
| MW | Capacity
| 2021-01-01 | 0.65498
| 2021-02-01 | 0.76946
| 2021-03-01 | 1.7525
| 2021-04-01 | 0.81422
| 2021-05-01 | 0.93059
| 2021-06-01 | 1.1365
| 2021-07-01 | 0.91791
| 2021-08-01 | 0.7409
| 2021-09-01 | 1.4951
| 2021-10-01 | 1.9118
| 2021-11-01 | 1.9878
| 2021-12-01 | 1.4757
| 2022-01-01 | 2.0406
| 2022-02-01 | 3.3981
| 2022-03-01 | 5.4004
| 2022-04-01 | 0.072084

## Onshore wind in Vietnam
Onshore wind in Vietnam
Dataset | Onshore wind in Vietnam
Units | MW
Source | BloombergNEF
Subject to terms and conditions
Capacity additions, Vietnam
MW
|  | 2016 | 2017 | 2018 | 2019 | 2020 | 2021
| Onshore wind | 24 | 37.88 | 31.5 | 77.55 | 183.59 | 2847

## Dollar exchange rate
Dollar exchange rate
Dataset | Dollar exchange rate
Units | December 31, 2021 = 100
Source | BloombergNEF
Subject to terms and conditions
Exchange rate, APAC
December 31, 2021 = 100
|  | Chinese yuan | Indian rupee | Australian dollar | Japanese yen
| Ticker --> | CNY REGN Curncy | INR Curncy | AUD Curncy | JPY Curncy
| 2021-12-31 | 100 | 100 | 100 | 100 | 100 | 15
| 2022-01-03 |  | 99.8941 | 98.9949 | 100.2085 | 100 | 15
| 2022-01-04 | 100.2596 | 100.2959 | 99.6283 | 100.9385 | 100 | 15
| 2022-01-05 | 100.1227 | 100.0303 | 99.4217 | 100.895 | 100 | 15
| 2022-01-06 | 100.4232 | 100.2169 | 98.6094 | 100.6517 | 100 | 15
| 2022-01-07 | 100.3414 | 99.9579 | 98.871 | 100.4171 | 100 | 15
| 2022-01-10 | 100.3162 | 99.5964 | 98.7195 | 100.1043 | 100 | 15
| 2022-01-11 | 100.2816 | 99.4283 | 99.2703 | 100.1912 | 100 | 15
| 2022-01-12 | 100.0362 | 99.435 | 100.2891 | 99.6177 | 100 | 15
| 2022-01-13 | 100.0582 | 99.3913 | 100.2754 | 99.2353 | 100 | 15
| 2022-01-14 | 99.9465 | 99.7527 | 99.2427 | 99.2266 | 100 | 15
| 2022-01-17 | 99.8789 | 99.8722 | 99.3667 | 99.609 | 100 | 15
| 2022-01-18 | 99.9512 | 100.3296 | 98.9261 | 99.5916 | 100 | 15
| 2022-01-19 | 99.8269 | 100.1262 | 99.284 | 99.3483 | 100 | 15
| 2022-01-20 | 99.764 | 100.232 | 99.4906 | 99.1571 | 100 | 15
| 2022-01-21 | 99.7262 | 100.1211 | 98.9261 | 98.7835 | 100 | 15
| 2022-01-24 | 99.6004 | 100.3094 | 98.3753 | 99.0181 | 100 | 15
| 2022-01-25 | 99.528 | 100.5901 | 98.4579 | 98.9572 | 100 | 15
| 2022-01-26 | 99.4462 |  | 97.9623 | 99.6177 | 100 | 15
| 2022-01-27 | 100.1904 | 100.9838 | 96.8333 | 100.252 | 100 | 15
| 2022-01-28 | 100.0802 | 100.945 | 96.2137 | 100.1564 | 100 | 15
| 2022-01-31 |  | 100.3834 | 97.3014 | 100.0261 | 100 | 15
| 2022-02-01 |  | 100.6239 | 98.155 | 99.6785 | 100 | 15
| 2022-02-02 |  | 100.676 | 98.2652 | 99.4612 | 100 | 15
| 2022-02-03 |  | 100.7029 | 98.3203 | 99.9044 | 100 | 15
| 2022-02-04 |  | 100.4827 | 97.3702 | 100.1564 | 100 | 15
| 2022-02-07 | 100.0975 |  | 98.1137 | 100.0174 | 100 | 15
| 2022-02-08 | 100.1636 | 100.5532 | 98.3891 | 100.4084 | 100 | 15
| 2022-02-09 | 100.1038 | 100.6322 | 98.8435 | 100.3823 | 100 | 15
| 2022-02-10 | 99.9685 | 100.8239 | 98.6782 | 100.8081 | 100 | 15
| 2022-02-11 | 99.9764 | 101.399 | 98.2652 | 100.2954 | 100 | 15
| 2022-02-14 | 100.0189 | 101.7001 | 98.1275 | 100.3997 | 100 | 15
| 2022-02-15 | 99.7357 | 101.3468 | 98.4717 | 100.4605 | 100 | 15
| 2022-02-16 | 99.7026 | 100.9937 | 99.0638 | 100.3823 | 100 | 15
| 2022-02-17 | 99.7215 | 101.0392 | 98.9536 | 99.8783 | 100 | 15
| 2022-02-18 | 99.5201 | 100.4372 | 98.8159 | 99.9392 | 100 | 15
| 2022-02-21 | 99.6712 | 100.2388 | 98.9949 | 99.7046 | 100 | 15
| 2022-02-22 | 99.5327 | 100.7231 | 99.3942 | 100 | 100 | 15
| 2022-02-23 | 99.3455 | 100.3078 | 99.6007 | 99.9392 | 100 | 15
| 2022-02-24 | 99.5768 | 101.7706 | 98.6232 | 100.391 | 100 | 15
| 2022-02-25 | 99.3927 | 101.2847 | 99.4906 | 100.4084 | 100 | 15
| 2022-02-28 | 99.2621 | 101.3519 | 100 | 99.9305 | 100 | 15
| 2022-03-01 | 99.3046 |  | 99.8485 | 99.861 | 100 | 15
| 2022-03-02 | 99.4493 | 101.8497 | 100.4681 | 100.3823 | 100 | 15
| 2022-03-03 | 99.4368 | 102.1153 | 100.9087 | 100.3302 | 100 | 15
| 2022-03-04 | 99.4258 | 102.4617 | 101.4732 | 99.7741 | 100 | 15
| 2022-03-07 | 99.4446 | 103.5362 | 100.7435 | 100.2085 | 100 | 15
| 2022-03-08 | 99.4116 | 103.4639 | 100.0826 | 100.5127 | 100 | 15
| 2022-03-09 | 99.3943 | 102.9949 | 100.8123 | 100.6517 | 100 | 15
| 2022-03-10 | 99.4667 | 102.6501 | 101.308 | 100.9211 | 100 | 15
| 2022-03-11 | 99.7357 | 103.0352 | 100.4131 | 101.9204 | 100 | 15
| 2022-03-14 | 100.151 | 102.9982 | 98.9674 | 102.7025 | 100 | 15
| 2022-03-15 | 100.2281 | 103.0588 | 99.0775 | 102.798 | 100 | 15
| 2022-03-16 | 99.9449 | 102.5929 | 100.3717 | 103.1717 | 100 | 15
| 2022-03-17 | 99.8568 | 101.9741 | 101.5558 | 103.0587 | 100 | 15
| 2022-03-18 | 100.0802 |  | 102.0928 | 103.554 | 100 | 15
| 2022-03-21 | 99.9969 | 102.4046 | 101.8863 | 103.8147 | 100 | 15
| 2022-03-22 | 100.1605 | 102.4869 | 102.8501 | 104.9705 | 100 | 15
| 2022-03-23 | 100.2564 | 102.645 | 103.2493 | 105.2746 | 100 | 15
| 2022-03-24 | 100.1841 | 102.7375 | 103.4421 | 106.3173 | 100 | 15
| 2022-03-25 | 100.1589 | 102.5139 | 103.4696 | 106.0567 | 100 | 15
| 2022-03-28 | 100.2517 | 102.4584 | 103.1117 | 107.6295 | 100 | 15
| 2022-03-29 | 100.1274 | 102.2196 | 103.387 | 106.7779 | 100 | 15
| 2022-03-30 | 99.8678 | 102.112 | 103.387 | 105.8655 | 100 | 15
| 2022-03-31 | 99.7467 | 101.9488 | 103.0153 | 105.7525 | 100 | 15
| 2022-04-01 | 100.107 |  | 103.208 | 106.4651 | 100 | 15
| 2022-04-04 |  | 101.6244 | 103.8552 | 106.6997 | 100 | 15
| 2022-04-05 |  | 101.3318 | 104.3508 | 107.4035 | 100 | 15
| 2022-04-06 | 100.0582 | 101.9136 | 103.4283 | 107.5773 | 100 | 15
| 2022-04-07 | 100.0676 | 102.1826 | 102.9877 | 107.7077 | 100 | 15
| 2022-04-08 | 100.14 | 102.1086 | 102.6848 | 108.0466 | 100 | 15
| 2022-04-11 | 100.2187 | 102.1826 | 102.1203 | 108.9416 | 100 | 15
| 2022-04-12 | 100.151 | 102.4196 | 102.6573 | 108.9503 | 100 | 15
| 2022-04-13 | 100.1904 | 102.4786 | 102.5885 | 109.1588 | 100 | 15
| 2022-04-14 | 100.3508 |  | 102.1479 | 109.3848 | 100 | 15
| 2022-04-15 | 100.2423 |  | 101.8174 | 109.8888 | 100 | 15
| 2022-04-18 | 100.1731 | 102.5912 | 101.1841 | 110.3493 | 100 | 15
| 2022-04-19 | 100.5884 | 102.9174 | 101.5283 | 112.0177 | 100 | 15
| 2022-04-20 | 100.9927 | 102.5189 | 102.5747 | 111.1053 | 100 | 15
| 2022-04-21 | 101.4883 | 102.45 | 101.5283 | 111.5572 | 100 | 15
| 2022-04-22 | 102.286 | 102.8889 | 99.7384 | 111.6615 | 100 | 15
| 2022-04-25 | 103.1985 | 103.1713 | 98.8297 | 111.3486 | 100 | 15
| 2022-04-26 | 103.1544 | 103.0166 | 98.0724 | 110.5579 | 100 | 15
| 2022-04-27 | 103.2174 | 102.9443 | 98.1137 | 111.6006 | 100 | 15
| 2022-04-28 | 104.2558 | 102.894 | 97.7144 | 113.7035 | 100 | 15
| 2022-04-29 | 103.971 | 102.8182 | 97.2188 | 112.7042 | 100 | 15
| 2022-05-02 |  | 102.9292 | 97.0673 | 113.1039 | 100 | 15
| 2022-05-03 |  |  | 97.7007 | 113.0865 | 100 | 15
| 2022-05-04 |  | 102.803 | 99.9587 | 112.1741 | 100 | 15
| 2022-05-05 | 104.7152 | 102.5895 | 97.921 | 113.1387 | 100 | 15
| 2022-05-06 | 104.8882 | 103.4875 | 97.4253 | 113.4515 | 100 | 15
| 2022-05-09 | 105.8951 | 104.2054 | 95.718 | 113.2169 | 100 | 15
| 2022-05-10 | 105.9565 | 104.0121 | 95.5253 | 113.3559 | 100 | 15
| 2022-05-11 | 105.752 | 103.9079 | 95.5253 | 112.9388 | 100 | 15
| 2022-05-12 | 106.7683 | 104.1534 | 94.3963 | 111.5224 | 100 | 15
| 2022-05-13 | 106.8139 | 104.1803 | 95.5528 | 112.2871 | 100 | 15
| 2022-05-16 | 106.7652 |  | 95.9796 | 112.235 | 100 | 15
| 2022-05-17 | 106.0037 | 104.3401 | 96.7782 | 112.4261 | 100 | 15
| 2022-05-18 | 106.2633 | 104.3652 | 95.7593 | 111.4268 | 100 | 15
| 2022-05-19 | 105.6072 | 104.5603 | 97.0536 | 111.0445 | 100 | 15
| 2022-05-20 | 105.3004 | 104.3164 | 96.9296 | 111.1227 | 100 | 15
| 2022-05-23 | 104.6192 | 104.2812 | 97.8797 | 111.1401 | 100 | 15
| 2022-05-24 | 104.6821 | 104.3736 | 97.8384 | 110.2103 | 100 | 15
| 2022-05-25 | 105.3036 | 104.2879 | 97.6318 | 110.6361 | 100 | 15
| 2022-05-26 | 106.0226 | 104.3585 | 97.7282 | 110.4623 | 100 | 15
| 2022-05-27 | 105.4011 | 104.35 | 98.6094 | 110.4536 | 100 | 15
| 2022-05-30 | 104.8033 | 104.3114 | 99.0775 | 110.8707 | 100 | 15
| 2022-05-31 | 104.9669 | 104.4392 | 98.8159 | 111.8092 | 100 | 15
| 2022-06-01 | 105.1934 | 104.2929 | 98.7884 | 113.0779 | 100 | 15
| 2022-06-02 | 104.786 | 104.4073 | 100.0275 | 112.8259 | 100 | 15
| 2022-06-03 |  | 104.4325 | 99.229 | 113.7296 | 100 | 15
| 2022-06-06 | 104.6853 | 104.4309 | 99.0362 | 114.5985 | 100 | 15
| 2022-06-07 | 104.9464 | 104.5367 | 99.5732 | 115.2155 | 100 | 15
| 2022-06-08 | 105.1557 | 104.5721 | 99.05 | 116.658 | 100 | 15
| 2022-06-09 | 105.2926 | 104.6107 | 97.7282 | 116.7536 | 100 | 15
| 2022-06-10 | 105.5537 | 104.7132 | 97.1775 | 116.797 | 100 | 15
| 2022-06-13 | 106.2696 | 104.9789 | 95.3187 | 116.8057 | 100 | 15
| 2022-06-14 | 106.0556 | 104.9336 | 94.6028 | 117.7181 | 100 | 15
| 2022-06-15 | 105.645 | 105.0244 | 96.4202 | 116.3017 | 100 | 15
| 2022-06-16 | 105.4798 | 105.0277 | 97.026 | 114.8853 | 100 | 15
| 2022-06-17 | 105.6733 | 105.0294 | 95.4427 | 117.3271 | 100 | 15
| 2022-06-20 | 105.2138 | 104.8999 | 96.1186 | 117.2563 | 100 | 15

## Appendix ->
Appendix

## Manual Values MWh
element | Unit new | Unit | 2019 | 2020 | 2021 | 2022 | 2023 | 2024 | 2025 | 2026 | 2027 | 2028 | 2029 | 2030 | 2031 | 2032 | 2033 | 2034 | 2035 | 2036 | 2037 | 2038 | 2039 | 2040 | 2041 | 2042 | 2043 | 2044 | 2045 | 2046 | 2047 | 2048 | 2049 | 2050 | Conversion Factor
natural_gas | $/MWh (2021 real) | $/MMBtu (2021 real) | 16.1392 | 11.7262 | 55.6885 | 38.3567 | 17.4017 | 16.3305 | 16.7767 | 17.2229 | 17.6691 | 18.1153 | 18.5616 | 19.0078 | 19.1471 | 19.2774 | 19.4077 | 19.5405 | 19.6758 | 19.7844 | 19.8946 | 20.0065 | 20.12 | 20.2352 | 20.3522 | 20.4709 | 20.5914 | 20.7138 | 20.8379 | 20.9639 | 21.0918 | 21.2216 | 21.3534 | 21.4624 | 3.4121
hard_coal | $/MWh (2021 real) | $/t (6,000kcal/kg, 2021 real) | 11.197 | 8.4759 | 18.39 | 36.8684 | 26.2572 | 16.5213 | 12.5754 | 10.3465 | 7.3 | 8.0575 | 7.9873 | 7.9873 | 7.9697 | 7.9697 | 7.8471 | 7.7926 | 7.452 | 7.1859 | 7.1859 | 7.1859 | 7.1859 | 7.1859 | 7.1859 | 7.1859 | 7.1859 | 7.1859 | 7.1859 | 7.1859 | 7.1795 | 7.1795 | 7.1795 | 7.1795 | 0.1434
oil | $/MWh (2021 real) | $/bbl (2021 real) | 40.0912 | 26.637 | 42.2389 | 42.8238 | 39.1038 | 36.8474 | 34.6849 | 34.6458 | 34.6539 | 34.6256 | 34.6137 | 34.4058 | 34.4024 | 34.4022 | 34.4035 | 34.4027 | 34.4028 | 34.403 | 34.4028 | 34.4029 | 34.4029 | 34.4029 | 34.4029 | 34.4029 | 34.4029 | 34.4029 | 34.4029 | 34.4029 | 34.4029 | 34.4029 | 34.4029 | 34.4029 | 0.61418
lng | $/MWh (2021 real) | $/MMBtu (2021 real) | 16.1392 | 11.7262 | 55.6885 | 38.3567 | 17.4017 | 16.3305 | 16.7767 | 17.2229 | 17.6691 | 18.1153 | 18.5616 | 19.0078 | 19.1471 | 19.2774 | 19.4077 | 19.5405 | 19.6758 | 19.7844 | 19.8946 | 20.0065 | 20.12 | 20.2352 | 20.3522 | 20.4709 | 20.5914 | 20.7138 | 20.8379 | 20.9639 | 21.0918 | 21.2216 | 21.3534 | 21.4624 | 3.4121

## Carbon Prices
Carbon Prices
Dataset | Carbon price forecast
Units | $/tCO2 (2021 real)
Source | BloombergNEF
Subject to terms and conditions
| Carbon price forecasts | [33 empty] | .
| $/tCO2 (2021 real) | 2017 |  |  |  |  | 2022 | [7 empty] | 2030 |  |  |  |  | 2035 |  |  |  |  | 2040 |  |  |  |  | 2045 |  |  |  |  | 2050
| Country/region | 2017 | 2018 | 2019 | 2020 | 2021 | 2022 | 2023 | 2024 | 2025 | 2026 | 2027 | 2028 | 2029 | 2030 | 2031 | 2032 | 2033 | 2034 | 2035 | 2036 | 2037 | 2038 | 2039 | 2040 | 2041 | 2042 | 2043 | 2044 | 2045 | 2046 | 2047 | 2048 | 2049 | 2050
| Canada | 0 | 0.50507 | 14.47 | 20.65 | 28.61 | 34.84 | 44.18 | 53.32 | 61.87 | 70.24 | 79.22 | 87.02 | 94.49 | 101.64 | 101.64 | 101.64 | 101.64 | 101.64 | 101.64 | 101.64 | 101.64 | 101.64 | 101.64 | 101.64 | 101.64 | 101.64 | 101.64 | 101.64 | 101.64 | 101.64 | 101.64 | 101.64 | 101.64 | 101.64
| China (price felt by power plants) | 0 | 0 | 0 | 0 | 0 | 0 | 0 | 0 | 0 | 2 | 5 | 9 | 14 | 20 | 20 | 20 | 20 | 20 | 20 | 20 | 20 | 20 | 20 | 20 | 20 | 20 | 20 | 20 | 20 | 20 | 20 | 20 | 20 | 20
| China (ETS market price) | 0 | 0 | 0 | 0 | 7.5 | 8 | 10 | 12 | 14 | 20 | 25 | 30 | 35 | 40 | 40 | 40 | 40 | 40 | 40 | 40 | 40 | 40 | 40 | 40 | 40 | 40 | 40 | 40 | 40 | 40 | 40 | 40 | 40 | 40
| Europe | 6.8785 | 19.283 | 27.8934 | 28.3035 | 62.1621 | 94.6148 | 98.6768 | 101.3496 | 99.3098 | 116.1489 | 119.1962 | 116.868 | 123.5495 | 131.5992 | 131.5992 | 131.5992 | 131.5992 | 131.5992 | 131.5992 | 131.5992 | 131.5992 | 131.5992 | 131.5992 | 131.5992 | 131.5992 | 131.5992 | 131.5992 | 131.5992 | 131.5992 | 131.5992 | 131.5992 | 131.5992 | 131.5992 | 131.5992
| United Kingdom | 32.895 | 33.4215 | 27.9551 | 28.3035 | 62.1621 | 94.6148 | 98.6768 | 101.3496 | 99.3098 | 116.1489 | 119.1962 | 116.868 | 123.5495 | 131.5992 | 131.5992 | 131.5992 | 131.5992 | 131.5992 | 131.5992 | 131.5992 | 131.5992 | 131.5992 | 131.5992 | 131.5992 | 131.5992 | 131.5992 | 131.5992 | 131.5992 | 131.5992 | 131.5992 | 131.5992 | 131.5992 | 131.5992 | 131.5992
| California ETS | 15.56 | 15.98 | 17.6 | 17.17 | 23.7 | 29.14 | 30.597 | 32.1269 | 33.7332 | 35.4199 | 37.1908 | 39.0504 | 41.0029 | 41.0029 | 41.0029 | 41.0029 | 41.0029 | 41.0029 | 41.0029 | 41.0029 | 41.0029 | 41.0029 | 41.0029 | 41.0029 | 41.0029 | 41.0029 | 41.0029 | 41.0029 | 41.0029 | 41.0029 | 41.0029 | 41.0029 | 41.0029 | 41.0029
| PJM - U.S. RGGI | 4.29 | 5.26 | 6.25 | 7.03 | 9.69 | 13.65 | 13.9912 | 14.341 | 14.6996 | 15.067 | 15.4437 | 15.8298 | 16.2256 | 16.2256 | 16.2256 | 16.2256 | 16.2256 | 16.2256 | 16.2256 | 16.2256 | 16.2256 | 16.2256 | 16.2256 | 16.2256 | 16.2256 | 16.2256 | 16.2256 | 16.2256 | 16.2256 | 16.2256 | 16.2256 | 16.2256 | 16.2256 | 16.2256

## Coal Prices
Coal Prices
Dataset | Coal price forecasts
Units | $/t (6,000kcal/kg, 2021 real)
Source | BloombergNEF
Subject to terms and conditions
| Coal price forecasts | [33 empty] | .
| $/t (6,000kcal/kg, 2021 real) | 2017 |  |  | 2020 |  |  |  |  | 2025 |  |  |  |  | 2030 |  |  |  |  | 2035 |  |  |  |  | 2040 |  |  |  |  | 2045 |  |  |  |  | 2050
| Country/region | 2017 | 2018 | 2019 | 2020 | 2021 | 2022 | 2023 | 2024 | 2025 | 2026 | 2027 | 2028 | 2029 | 2030 | 2031 | 2032 | 2033 | 2034 | 2035 | 2036 | 2037 | 2038 | 2039 | 2040 | 2041 | 2042 | 2043 | 2044 | 2045 | 2046 | 2047 | 2048 | 2049 | 2050
| Australia | 83.5227 | 100.6586 | 73.9705 | 55.9945 | 121.4896 | 243.5637 | 173.4628 | 109.1447 | 83.0771 | 68.3518 | 48.2262 | 53.23 | 52.7665 | 52.7665 | 52.65 | 52.65 | 51.84 | 51.48 | 49.23 | 47.4725 | 47.4725 | 47.4725 | 47.4725 | 47.4725 | 47.4725 | 47.4725 | 47.4725 | 47.4725 | 47.4725 | 47.4725 | 47.43 | 47.43 | 47.43 | 47.43
| China | 100.4735 | 119.8561 | 89.6688 | 69.336 | 71.4574 | 281.4976 | 202.2057 | 129.4548 | 99.9694 | 83.3135 | 60.5491 | 66.2091 | 65.6848 | 65.6848 | 65.553 | 65.553 | 64.6368 | 64.2296 | 61.6846 | 59.6967 | 59.6967 | 59.6967 | 59.6967 | 59.6967 | 59.6967 | 59.6967 | 59.6967 | 59.6967 | 59.6967 | 59.6967 | 59.6967 | 59.6967 | 59.6967 | 59.6967
| Europe | 88.1629 | 106.2508 | 78.0799 | 59.1053 | 128.2391 | 257.095 | 183.0996 | 115.2083 | 87.6924 | 72.1491 | 50.9054 | 56.1872 | 55.698 | 55.698 | 55.575 | 55.575 | 54.72 | 54.34 | 51.965 | 50.1099 | 50.1099 | 50.1099 | 50.1099 | 50.1099 | 50.1099 | 50.1099 | 50.1099 | 50.1099 | 50.1099 | 50.1099 | 50.065 | 50.065 | 50.065 | 50.065
| India |  |  |  | 57.0336 | 76.1225 | 68.8956 | 62.3426 | 59.7231 | 58.3367 | 56.3048 | 56.7939 | 56.7623 | 56.8024 | 56.8544 | 56.9398 | 57.2079 | 57.4987 | 57.5789 | 57.6818 | 57.9295 | 58.1852 | 58.4505 | 58.7238 | 59.005 | 59.2941 | 59.591 | 59.8958 | 60.2085 | 60.5291 | 60.8534 | 61.19 | 61.578 | 61.434 | 61.3775
| Japan | 110.3626 | 126.7134 | 118.778 | 89.789 | 137.3582 | 293.4483 | 214.796 | 142.7588 | 113.2506 | 96.3786 | 73.5504 | 78.6275 | 77.6489 | 77.2001 | 76.6275 | 76.197 | 74.8769 | 74.066 | 71.1654 | 68.8214 | 68.4394 | 68.0666 | 67.7025 | 67.3472 | 67.0003 | 66.6616 | 66.331 | 66.0082 | 65.6931 | 65.3855 | 65.0379 | 64.7448 | 64.4586 | 64.1791
| South Korea | 123.2979 | 143.2032 | 120.2871 | 99.8484 | 173.8274 | 308.0226 | 230.5932 | 159.5084 | 130.8062 | 114.5421 | 92.4296 | 98.1944 | 97.8649 | 98.0804 | 98.1549 | 98.3586 | 97.6684 | 97.4763 | 95.1856 | 93.4439 | 93.6554 | 93.8682 | 94.0821 | 94.297 | 94.513 | 94.7301 | 94.9483 | 95.1676 | 95.388 | 95.6095 | 95.7848 | 96.0086 | 96.2334 | 96.4594
| United States | 52.8593 | 57.2675 | 59.8265 | 51.1637 | 59.8721 | 75.1364 | 68.4709 | 62.3046 | 59.8355 | 58.4227 | 56.4917 | 56.9534 | 56.909 | 56.909 | 56.8978 | 56.8978 | 56.8201 | 56.7856 | 56.5698 | 56.4013 | 56.4013 | 56.4013 | 56.4013 | 56.4013 | 56.4013 | 56.4013 | 56.4013 | 56.4013 | 56.4013 | 56.4013 | 56.3972 | 56.3972 | 56.3972 | 56.3972
| Seaborne benchmark | 92.803 | 111.8429 | 82.1894 | 62.2161 | 134.9885 | 270.6264 | 192.7364 | 121.2719 | 92.3078 | 75.9464 | 53.5846 | 59.1445 | 58.6295 | 58.6295 | 58.5 | 58.5 | 57.6 | 57.2 | 54.7 | 52.7472 | 52.7472 | 52.7472 | 52.7472 | 52.7472 | 52.7472 | 52.7472 | 52.7472 | 52.7472 | 52.7472 | 52.7472 | 52.7 | 52.7 | 52.7 | 52.7

## Oil Prices
Oil Prices
Dataset | Brent price forecasts
Units | $/bbl (2021 real)
Source | BloombergNEF
Subject to terms and conditions
| Coal price forecasts | [38 empty] | .
| $/bbl (2021 real) | 2012 |  |  | 15 |  |  |  |  | 20 |  |  |  |  | 25 |  |  |  |  | 30 |  |  |  |  | 35 |  |  |  |  | 40 |  |  |  |  | 45 |  |  |  |  | 50
| Country/region | 2012 | 2013 | 2014 | 2015 | 2016 | 2017 | 2018 | 2019 | 2020 | 2021 | 2022 | 2023 | 2024 | 2025 | 2026 | 2027 | 2028 | 2029 | 2030 | 2031 | 2032 | 2033 | 2034 | 2035 | 2036 | 2037 | 2038 | 2039 | 2040 | 2041 | 2042 | 2043 | 2044 | 2045 | 2046 | 2047 | 2048 | 2049 | 2050
| 2H 2021 | 126.2802 | 120.8261 | 108.3631 | 58.1784 | 48.2662 | 58.1253 | 74.859 | 65.2765 | 43.3704 | 68.7734 | 69.7257 | 63.6688 | 59.9949 | 56.474 | 56.4103 | 56.4235 | 56.3774 | 56.358 | 56.0196 | 56.0141 | 56.0137 | 56.0158 | 56.0145 | 56.0147 | 56.015 | 56.0147 | 56.0148 | 56.0148 | 56.0148 | 56.0148 | 56.0148 | 56.0148 | 56.0148 | 56.0148 | 56.0148 | 56.0148 | 56.0148 | 56.0148 | 56.0148
| 1H 2022 | 127.8562 | 122.334 | 109.7155 | 58.9045 | 48.8686 | 58.8507 | 75.7932 | 66.0911 | 43.9116 | 57.0341 | 74.1964 | 68.3115 | 69.3822 | 66.1074 | 63.3066 | 60.6996 | 58.0982 | 55.6089 | 53.2158 | 53.21 | 53.2092 | 53.2117 | 53.2103 | 53.2104 | 53.2108 | 53.2105 | 53.2106 | 53.2106 | 53.2106 | 53.2106 | 53.2106 | 53.2106 | 53.2106 | 53.2106 | 53.2106 | 53.2106 | 53.2106 | 53.2106 | 53.2106

## Gas prices
Gas prices
Dataset | Natural gas prices forecasts. 1H 2022
Units | $/MMBtu (2021 real)
Source | BloombergNEF
Subject to terms and conditions
| U.S. | [7 empty] | EU | [7 empty] | APAC
| Natural gas prices | [33 empty] | .
| $/MMBtu (2021 real) |  |  | 2019 |  |  | 22 |  |  | 25 |  |  |  |  | 30 |  |  |  |  | 35 |  |  |  |  | 40 |  |  |  |  | 45 |  |  |  |  | 50
| Country | Scenario | Semester | 2019 | 2020 | 2021 | 2022 | 2023 | 2024 | 2025 | 2026 | 2027 | 2028 | 2029 | 2030 | 2031 | 2032 | 2033 | 2034 | 2035 | 2036 | 2037 | 2038 | 2039 | 2040 | 2041 | 2042 | 2043 | 2044 | 2045 | 2046 | 2047 | 2048 | 2049 | 2050
| US | Mid | 2H 2021 | 2.5547 | 2.0002 | 3.9323 | 4.3178 | 3.5652 | 3.2922 | 3.1524 | 3.0984 | 3.1478 | 3.2149 | 3.2576 | 3.3489 | 3.4199 | 3.4863 | 3.5528 | 3.6204 | 3.6894 | 3.7448 | 3.8009 | 3.8579 | 3.9158 | 3.9745 | 4.0342 | 4.0947 | 4.1561 | 4.2184 | 4.2817 | 4.3459 | 4.4111 | 4.4773 | 4.5445 | 4.6
| US | Mid | 1H 2022 | 2.5547 | 2.0002 | 3.9645 | 5.2803 | 4.1669 | 3.545 | 3.4488 | 3.4959 | 3.5516 | 3.6273 | 3.6755 | 3.7785 | 3.8586 | 3.9336 | 4.0085 | 4.0849 | 4.1627 | 4.242 | 4.3228 | 4.4052 | 4.4891 | 4.5747 | 4.6619 | 4.7507 | 4.8412 | 4.9335 | 5.0275 | 5.1234 | 5.221 | 5.3205 | 5.422 | 5.5253
| US | PJM | 1H 2022 | 2.4333 | 1.5933 | 3.5125 | 4.6782 | 3.6917 | 3.1407 | 3.0555 | 3.0972 | 3.1466 | 3.2137 | 3.2563 | 3.3476 | 3.4186 | 3.485 | 3.5514 | 3.6191 | 3.688 | 3.7583 | 3.8299 | 3.9029 | 3.9772 | 4.053 | 4.1302 | 4.209 | 4.2892 | 4.3709 | 4.4542 | 4.5391 | 4.6256 | 4.7138 | 4.8037 | 4.8952
| US | New England | 1H 2022 | 3.3191 | 2.02 | 4.6718 | 6.2223 | 4.9102 | 4.1774 | 4.0641 | 4.1195 | 4.1852 | 4.2744 | 4.3311 | 4.4526 | 4.547 | 4.6353 | 4.7236 | 4.8136 | 4.9053 | 4.9987 | 5.094 | 5.191 | 5.2899 | 5.3907 | 5.4935 | 5.5982 | 5.7049 | 5.8136 | 5.9244 | 6.0373 | 6.1524 | 6.2697 | 6.3892 | 6.511
| US | Range | 1H 2022 | 0.88576 | 0.42667 | 1.1593 | 1.5441 | 1.2185 | 1.0366 | 1.0085 | 1.0223 | 1.0386 | 1.0607 | 1.0748 | 1.1049 | 1.1283 | 1.1503 | 1.1722 | 1.1945 | 1.2173 | 1.2405 | 1.2641 | 1.2882 | 1.3127 | 1.3377 | 1.3632 | 1.3892 | 1.4157 | 1.4427 | 1.4702 | 1.4982 | 1.5267 | 1.5558 | 1.5855 | 1.6157
| U.K. | TTF | 1H 2022 | 4.789 | 3.4795 | 18.7185 | 32.1066 | 24.5013 | 5.0768 | 5.2002 | 5.3237 | 5.4472 | 5.5707 | 5.6942 | 5.8176 | 5.8637 | 5.9068 | 5.9499 | 5.9938 | 6.0385 | 6.0842 | 6.1306 | 6.178 | 6.2263 | 6.2754 | 6.29 | 6.29 | 6.29 | 6.29 | 6.29 | 6.29 | 6.29 | 6.29 | 6.29 | 6.29
| U.K. | TTF | 2H 2021 | 4.7299 | 3.4366 | 16.3207 | 11.2412 | 5.0999 | 4.786 | 4.9168 | 5.0475 | 5.1783 | 5.3091 | 5.4399 | 5.5706 | 5.6115 | 5.6496 | 5.6878 | 5.7267 | 5.7664 | 5.7982 | 5.8305 | 5.8633 | 5.8966 | 5.9304 | 5.9646 | 5.9994 | 6.0348 | 6.0706 | 6.107 | 6.1439 | 6.1814 | 6.2194 | 6.2581 | 6.29
| Australia | Mid | 1H 2022 | 5.5026 | 4.6457 | 5.8805 | 7.0352 | 6.2522 | 6.4228 | 6.4297 | 6.4464 | 6.4511 | 6.4725 | 6.4833 | 6.5089 | 6.5471 | 6.5825 | 6.6177 | 6.6539 | 6.6907 | 6.728 | 6.7661 | 6.8049 | 6.8444 | 6.8846 | 6.9 | 6.9051 | 6.9101 | 6.9152 | 6.9202 | 6.9253 | 6.9303 | 6.9354 | 6.9405 | 6.9455
| China | Mid | 1H 2022 | 7.2948 | 7.2274 | 7.8489 | 8.0011 | 7.7615 | 7.5973 | 7.5566 | 7.5266 | 7.4863 | 7.4081 | 7.3415 | 7.1143 | 7.016 | 6.9368 | 6.8628 | 6.8835 | 6.9064 | 6.9302 | 7.0485 | 7.1221 | 7.1496 | 7.1956 | 7.1589 | 7.1506 | 7.1421 | 7.1336 | 7.1249 | 7.1161 | 7.1072 | 7.0982 | 7.089 | 7.0796
| India | Mid | 1H 2022 | 6.9469 | 5.6755 | 6.588 | 12.0004 | 12.22 | 8.3177 | 6.0472 | 6.328 | 6.6138 | 6.8285 | 7.1176 | 7.2466 | 7.4756 | 7.7226 | 7.956 | 8.1809 | 8.3831 | 8.384 | 8.3844 | 8.3828 | 8.3901 | 8.3908 | 8.3904 | 8.3893 | 8.3883 | 8.3873 | 8.3863 | 8.3861 | 8.3858 | 8.3856 | 8.3854 | 8.3851
| Japan | Mid | 1H 2022 | 9.8832 | 7.6898 | 10.0163 | 15.3467 | 11.5898 | 10.0402 | 9.8924 | 9.6999 | 9.8276 | 9.4081 | 9.2241 | 9.061 | 9.0829 | 9.0382 | 9.0101 | 9.1032 | 9.0227 | 9.0327 | 9.1196 | 8.9907 | 9.0048 | 8.8084 | 8.8791 | 8.8987 | 8.9379 | 8.9396 | 8.937 | 8.9341 | 8.9276 | 8.9162 | 8.9052 | 8.8929
| Australia | Mid | 2H 2021 | 5.1826 | 4.5449 | 5.5074 | 5.6763 | 5.8434 | 5.58 | 5.406 | 5.4727 | 5.5614 | 5.6608 | 5.7521 | 5.856 | 5.8821 | 5.9059 | 5.9297 | 5.9542 | 5.979 | 5.9987 | 6.0188 | 6.0391 | 6.0597 | 6.0807 | 6.102 | 6.1237 | 6.1457 | 6.1681 | 6.1908 | 6.2139 | 6.2373 | 6.2611 | 6.2853 | 6.3051
| China | Mid | 2H 2021 | 7.2872 | 7.2176 | 7.8854 | 7.8775 | 7.774 | 7.728 | 7.6879 | 7.6242 | 7.6236 | 7.559 | 7.5371 | 7.3973 | 7.3227 | 7.2417 | 7.1614 | 7.1894 | 7.2204 | 7.2864 | 7.3003 | 7.3573 | 7.382 | 7.4196 | 7.3898 | 7.3932 | 7.3965 | 7.3997 | 7.4029 | 7.4059 | 7.409 | 7.4119 | 7.4148 | 7.4161
| India | Mid | 2H 2021 | 6.8817 | 5.62 | 6.3795 | 7.1645 | 6.0323 | 5.5027 | 5.3417 | 5.6938 | 6.0439 | 6.3442 | 6.7043 | 6.8916 | 7.173 | 7.4458 | 7.7046 | 7.9541 | 8.1778 | 8.178 | 8.1778 | 8.1712 | 8.1773 | 8.1775 | 8.1781 | 8.1788 | 8.1796 | 8.1804 | 8.1813 | 8.1829 | 8.1844 | 8.1861 | 8.1877 | 8.189
| Japan | Mid | 2H 2021 | 9.8087 | 7.6256 | 11.3991 | 11.2245 | 9.6203 | 9.0807 | 8.8899 | 8.9247 | 9.2995 | 9.1203 | 9.1618 | 9.1729 | 9.2113 | 9.1554 | 9.0583 | 9.1517 | 9.0253 | 8.9863 | 9.0677 | 8.9424 | 8.9506 | 8.7798 | 8.7397 | 8.7561 | 8.7724 | 8.7999 | 8.8288 | 8.8583 | 8.8815 | 8.904 | 8.9271 | 8.9435

## PV Capex
PV capex forecast
Dataset | PV capex forecasts 2021-50, select countries
Units | $m/MW (2021 real)
Source | BloombergNEF
Subject to terms and conditions
| Fixed-axis PV Capex | [28 empty] | .
| $m/MW (2021 real) | 2022 |  |  | 2025 |  |  |  |  | 2030 |  |  |  |  | 2035 |  |  |  |  | 2040 |  |  |  |  | 2045 |  |  |  |  | 2050
| Forecast | 2022 | 2023 | 2024 | 2025 | 2026 | 2027 | 2028 | 2029 | 2030 | 2031 | 2032 | 2033 | 2034 | 2035 | 2036 | 2037 | 2038 | 2039 | 2040 | 2041 | 2042 | 2043 | 2044 | 2045 | 2046 | 2047 | 2048 | 2049 | 2050
| Global benchmark | 0.71646 | 0.63615 | 0.58536 | 0.55749 | 0.53349 | 0.51522 | 0.49842 | 0.48277 | 0.46808 | 0.45544 | 0.44381 | 0.43301 | 0.42291 | 0.4134 | 0.40441 | 0.39588 | 0.38774 | 0.37997 | 0.37253 | 0.36538 | 0.3585 | 0.35188 | 0.34548 | 0.33931 | 0.33334 | 0.32756 | 0.32196 | 0.31653 | 0.31125
| Japan | 1.3505 | 1.056 | 0.9145 | 0.82574 | 0.76287 | 0.71507 | 0.67701 | 0.64567 | 0.61924 | 0.60312 | 0.58804 | 0.57383 | 0.56037 | 0.54756 | 0.53532 | 0.52359 | 0.51233 | 0.50149 | 0.49104 | 0.48095 | 0.4712 | 0.46176 | 0.45261 | 0.44374 | 0.43514 | 0.42678 | 0.41866 | 0.41077 | 0.4031
| U.S. | 0.90442 | 0.77956 | 0.74002 | 0.64964 | 0.63281 | 0.60645 | 0.59 | 0.54534 | 0.50068 | 0.45602 | 0.41136 | 0.40135 | 0.39199 | 0.38318 | 0.37484 | 0.36693 | 0.35939 | 0.35219 | 0.34529 | 0.33866 | 0.33229 | 0.32615 | 0.32022 | 0.3145 | 0.30897 | 0.30361 | 0.29842 | 0.29338 | 0.2885
| Germany | 0.66736 | 0.58723 | 0.5449 | 0.51673 | 0.49449 | 0.47755 | 0.46198 | 0.44748 | 0.43386 | 0.42214 | 0.41136 | 0.40135 | 0.39199 | 0.38318 | 0.37484 | 0.36693 | 0.35939 | 0.35219 | 0.34529 | 0.33866 | 0.33229 | 0.32615 | 0.32022 | 0.3145 | 0.30897 | 0.30361 | 0.29842 | 0.29338 | 0.2885
| India | 0.47058 | 0.46599 | 0.4614 | 0.45681 | 0.45222 | 0.44763 | 0.44304 | 0.43845 | 0.43386 | 0.42214 | 0.41136 | 0.40135 | 0.39199 | 0.38318 | 0.37484 | 0.36693 | 0.35939 | 0.35219 | 0.34529 | 0.33866 | 0.33229 | 0.32615 | 0.32022 | 0.3145 | 0.30897 | 0.30361 | 0.29842 | 0.29338 | 0.2885
| China | 0.6022 | 0.57909 | 0.55811 | 0.53635 | 0.5213 | 0.50647 | 0.49197 | 0.47827 | 0.46544 | 0.45487 | 0.44422 | 0.43391 | 0.42392 | 0.41478 | 0.40575 | 0.39769 | 0.38966 | 0.38237 | 0.37497 | 0.36829 | 0.36194 | 0.35584 | 0.35025 | 0.34436 | 0.3389 | 0.33337 | 0.3284 | 0.32373 | 0.31918
|  | 2021 | 2022 | 2023 | 2024 | 2025 | 2026 | 2027 | 2028 | 2029 | 2030 | 2031 | 2032 | 2033 | 2034 | 2035 | 2036 | 2037 | 2038 | 2039 | 2040 | 2041 | 2042 | 2043 | 2044 | 2045 | 2046 | 2047 | 2048 | 2049 | 2050
| Japan | 1613.0787 | 1350.5437 | 1056.03 | 914.4992 | 825.7411 | 762.8718 | 715.0739 | 677.0056 | 645.6713 | 619.2386 | 603.1157 | 588.0388 | 573.827 | 560.3665 | 547.5554 | 535.3169 | 523.5923 | 512.3313 | 501.4932 | 491.044 | 480.9546 | 471.2003 | 461.7593 | 452.6128 | 443.7442 | 435.1385 | 426.7825 | 418.664 | 410.7722 | 403.0971
| United States | 840.3556 | 904.4151 | 779.5635 | 740.0243 | 649.6426 | 632.8139 | 606.4516 | 590.0001 | 545.3401 | 500.6801 | 456.0201 | 411.3601 | 401.3501 | 391.987 | 383.1763 | 374.8443 | 366.9326 | 359.3941 | 352.1901 | 345.2886 | 338.6626 | 332.2893 | 326.1491 | 320.225 | 314.5021 | 308.9674 | 303.6094 | 298.4177 | 293.3832 | 288.4975
| Germany | 704.5519 | 667.3584 | 587.2344 | 544.9018 | 516.7303 | 494.4854 | 477.5477 | 461.9788 | 447.4754 | 433.8612 | 422.1413 | 411.3601 | 401.3501 | 391.987 | 383.1763 | 374.8443 | 366.9326 | 359.3941 | 352.1901 | 345.2886 | 338.6626 | 332.2893 | 326.1491 | 320.225 | 314.5021 | 308.9674 | 303.6094 | 298.4177 | 293.3832 | 288.4975
| India | 429.0977 | 470.578 | 465.9884 | 461.3988 | 456.8092 | 452.2196 | 447.63 | 443.0404 | 438.4508 | 433.8612 | 422.1413 | 411.3601 | 401.3501 | 391.987 | 383.1763 | 374.8443 | 366.9326 | 359.3941 | 352.1901 | 345.2886 | 338.6626 | 332.2893 | 326.1491 | 320.225 | 314.5021 | 308.9674 | 303.6094 | 298.4177 | 293.3832 | 288.4975
| China | 570.8132 | 602.1956 | 579.0934 | 558.1099 | 536.3491 | 521.3026 | 506.4723 | 491.9727 | 478.2707 | 465.4411 | 454.8724 | 444.2156 | 433.9097 | 423.924 | 414.7776 | 405.7504 | 397.6868 | 389.6615 | 382.366 | 374.9735 | 368.2892 | 361.9393 | 355.8433 | 350.2494 | 344.3636 | 338.8984 | 333.3726 | 328.4022 | 323.7346 | 319.1786

## PV module price
PV module price
Dataset | PV module price
Units | $/MW, 2021 real
Source | BNEF, Maycock
Subject to terms and conditions
Module prices ($/W) and cumulative capacity (MW)
|  | 1976 | 1977 | 1978 | 1979 | 1980 | 1981 | 1982 | 1983 | 1984 | 1985 | 1986 | 1987 | 1988 | 1989 | 1990 | 1991 | 1992 | 1993 | 1994 | 1995 | 1996 | 1997 | 1998 | 1999 | 2000 | 2001 | 2002 | 2003 | 2004 | 2005 | 2006 | 2007 | 2008 | 2009 | 2010 | 2011 | 2012 | 2013 | 2014 | 2015 | 2016 | 2017 | 2018 | 2019 | 2020 | 2021
| Cumulative manufactured capacity (MW) | 4 | 6.25 | 8.75 | 12.75 | 19.25 | 27 | 39 | 59 | 81 | 107 | 135 | 164 | 198 | 238 | 285 | 340 | 400 | 460 | 530 | 610 | 699 | 825 | 978 | 1179 | 1469 | 1766 | 2133 | 2621 | 3665 | 5132 | 6621 | 9392 | 15939 | 24251 | 42567 | 71394 | 102024 | 143022 | 188028 | 244023 | 318983 | 417938 | 525829 | 643671 | 770718 | 945718
| Historic module prices (Maycock) | 98.8969 | 74.6033 | 51.4701 | 38.4473 | 31.58 | 24.8429 | 22.3363 | 18.8943 | 16.8508 | 15.6928 | 12.6106 | 9.5734 | 8.5156 | 9.4102 | 10.0944 | 9.8064 | 9.1731 | 9.0863 | 8.1787 | 7.4291 | 7.8617 | 8.2215 | 8.1922 | 6.9118 | 6.6223 | 6.8953 | 6.2107 | 5.5206
| c-Si module prices (BNEF) | 2004: 5.4244; 2005: 5.5982; 2006: 5.8676; 2007: 5.3345; 2008: 5.6008; 2009: 2.8024; 2010: 2.3767; 2011: 1.2383; 2012: 1.0439; 2013: 0.9713; 2014: 0.85966; 2015: 0.81586; 2016: 0.53324; 2017: 0.4709; 2018: 0.33371; 2019: 0.28946; 2020: 0.27327; 2021: 0.271
| Experience curve | 98.8969 | 79.9407 | 68.0916 | 56.9029 | 46.7546 | 39.7892 | 33.3902 | 27.4092 | 23.5652 | 20.636 | 18.4711 | 16.8344 | 15.3881 | 14.0956 | 12.9349 | 11.8912 | 11.0045 | 10.2951 | 9.6227 | 8.9988 | 8.433 | 7.7923 | 7.1852 | 6.5725 | 5.9183 | 5.4208 | 4.9541 | 4.4906 | 3.8272 | 3.2596 | 2.8867 | 2.4435 | 1.8988 | 1.5545 | 1.1887 | 0.92895 | 0.78355 | 0.66699 | 0.58542 | 0.517 | 0.45501 | 0.40001 | 0.35852 | 0.32557 | 0.29877 | 0.271

## Onshore wind capex
Onshore wind capex
Dataset | Onshore wind capex
Units | $/kW (2021 real)
Source | BloombergNEF
Subject to terms and conditions
Onshore wind capex
| $/kW (2021 real) | 2022 |  |  | 2025 |  |  |  |  | 2030 |  |  |  |  | 2035 |  |  |  |  | 2040 |  |  |  |  | 2045 |  |  |  |  | 2050
| Country | 2022 | 2023 | 2024 | 2025 | 2026 | 2027 | 2028 | 2029 | 2030 | 2031 | 2032 | 2033 | 2034 | 2035 | 2036 | 2037 | 2038 | 2039 | 2040 | 2041 | 2042 | 2043 | 2044 | 2045 | 2046 | 2047 | 2048 | 2049 | 2050
| Australia | 1463530.9289 | 1381289.3714 | 1304917.6569 | 1293212.5665 | 1277594.1555 | 1262968.1228 | 1249328.9704 | 1232353.399 | 1216455.3481 | 1201364.7968 | 1188742.9547 | 1176774.5494 | 1164721.4497 | 1153395.9378 | 1143660.865 | 1136214.0375 | 1129565.6823 | 1121805.9324 | 1113360.5606 | 1107438.4019 | 1102027.9131 | 1096357.1407 | 1092015.7988 | 1086344.3028 | 1082383.1308 | 1078033.0414 | 1074469.9747 | 1070379.2335 | 1066356.2948
| China | 786425.9999 | 780493.5311 | 775448.0005 | 770054.2206 | 762303.5047 | 754745.8224 | 746473.6137 | 738379.4625 | 730822.4826 | 723747.2966 | 718098.0832 | 712795.9752 | 707411.0543 | 702424.824 | 698371.283 | 695687.4341 | 693467.5398 | 690540.8695 | 687164.9206 | 685321.6659 | 683775.6321 | 682049.0946 | 679182.4836 | 675490.1536 | 672862.8104 | 669994.9921 | 667617.5504 | 664913.441 | 662252.719
| Germany | 1718038.4097 | 1593591.9369 | 1486488.7635 | 1474871.8657 | 1459323.9968 | 1444060.0445 | 1427329.3805 | 1406848.5443 | 1387493.2368 | 1369168.4585 | 1353676.2323 | 1338931.5384 | 1324130.0606 | 1310174.628 | 1298043.7613 | 1288530.0395 | 1279934.745 | 1270094.188 | 1259493.9046 | 1251761.9985 | 1244619.8606 | 1237195.0112 | 1231280.4671 | 1223876.2889 | 1218408.7546 | 1212511.956 | 1207508.5225 | 1201919.992 | 1196415.9221
| India | 848276.0574 | 838926.6287 | 828322.2913 | 825832.8132 | 820252.5447 | 814325.3833 | 807082.5033 | 797107.4782 | 787254.7132 | 777478.8332 | 768804.0338 | 757936.8545 | 746643.0387 | 735447.5895 | 724913.3073 | 715481.8449 | 706207.1491 | 695910.5847 | 684887.914 | 675124.1599 | 665379.6118 | 655200.1958 | 645547.2105 | 634560.7216 | 624055.0759 | 613115.2695 | 602426.8026 | 591261.0044 | 579971.845
| Japan | 2636196.443 | 2356964.2377 | 2127464.45 | 2108172.301 | 2082711.4431 | 2057577.7149 | 2034864.8662 | 2006634.3294 | 1979982.7717 | 1954822.2294 | 1933651.4445 | 1913532.8623 | 1893319.3395 | 1874289.5844 | 1857853.8522 | 1845149.8715 | 1833747.5757 | 1820549.0815 | 1806247.601 | 1796046.9313 | 1786682.4679 | 1776902.2518 | 1769282.1216 | 1759512.4621 | 1752518.3048 | 1744899.0506 | 1738558.0938 | 1731367.6038 | 1724291.3019
| UK | 1538014.941 | 1444251.0979 | 1361311.6299 | 1351842.761 | 1338236.2527 | 1324968.6181 | 1310446.6205 | 1292360.1256 | 1275318.8909 | 1259217.2445 | 1245684.697 | 1232832.4888 | 1219913.2215 | 1207755.3877 | 1197267.7669 | 1189182.7194 | 1181935.5263 | 1173529.3075 | 1164410.4645 | 1157933.9532 | 1151995.4797 | 1145787.8708 | 1140972.194 | 1134769.3751 | 1130355.649 | 1125537.9438 | 1121544.032 | 1117001.3447 | 1112531.5449
| US | 1548529.167 | 1431676.6663 | 1331205.4724 | 1323573.0551 | 1311365.9314 | 1299751.4 | 1286855.5434 | 1270350.6367 | 1254898.2299 | 1240324.669 | 1228242.9156 | 1216817.8422 | 1205297.8026 | 1194505.02 | 1185344.4537 | 1178543.9936 | 1172559.5913 | 1165411.029 | 1157537.9836 | 1152277.0721 | 1147540.1913 | 1142524.003 | 1138885.7525 | 1133852.8478 | 1130597.9241 | 1126930.6802 | 1124080.4081 | 1120672.5457 | 1117329.7386
| Min | 726057.3458 | 684212.7209 | 645009.0757 | 640607.0379 | 633879.0086 | 627679.1287 | 620760.6101 | 612114.8613 | 604029.6028 | 596358.3854 | 589902.4662 | 582926.0152 | 575931.2281 | 569316.3728 | 563508.1262 | 558844.084 | 554586.5267 | 549797.9046 | 544689.064 | 540828.8376 | 537230.0972 | 533515.7612 | 530458.7121 | 526765.8642 | 523912.3209 | 520879.3412 | 518235.0833 | 515344.5241 | 512495.1887
| Max | 2636196.443 | 2356964.2377 | 2127464.45 | 2108172.301 | 2082711.4431 | 2057577.7149 | 2034864.8662 | 2006634.3294 | 1979982.7717 | 1954822.2294 | 1933651.4445 | 1913532.8623 | 1893319.3395 | 1874289.5844 | 1857853.8522 | 1845149.8715 | 1833747.5757 | 1820549.0815 | 1806247.601 | 1796046.9313 | 1786682.4679 | 1776902.2518 | 1769282.1216 | 1759512.4621 | 1752518.3048 | 1744899.0506 | 1738558.0938 | 1731367.6038 | 1724291.3019
| Global range | 1910139.0972 | 1672751.5168 | 1482455.3743 | 1467565.2631 | 1448832.4345 | 1429898.5862 | 1414104.2561 | 1394519.468 | 1375953.1689 | 1358463.8441 | 1343748.9783 | 1330606.8471 | 1317388.1114 | 1304973.2115 | 1294345.726 | 1286305.7875 | 1279161.0489 | 1270751.1769 | 1261558.5369 | 1255218.0937 | 1249452.3707 | 1243386.4906 | 1238823.4095 | 1232746.5979 | 1228605.9839 | 1224019.7093 | 1220323.0105 | 1216023.0797 | 1211796.1132

## Onshore wind CF
Onshore wind CF
Dataset | Onshore wind capacity factor forecast, China
Units | %
Source | BloombergNEF
Subject to terms and conditions
| Onshore wind capacity factor forecast, China | [28 empty] | .
| % | 2022 |  |  | 2025 |  |  |  |  | 2030 |  |  |  |  | 2035 |  |  |  |  | 2040 |  |  |  |  | 2045 |  |  |  |  | 2050
| Scenario | 2022 | 2023 | 2024 | 2025 | 2026 | 2027 | 2028 | 2029 | 2030 | 2031 | 2032 | 2033 | 2034 | 2035 | 2036 | 2037 | 2038 | 2039 | 2040 | 2041 | 2042 | 2043 | 2044 | 2045 | 2046 | 2047 | 2048 | 2049 | 2050
| High | 35% | 38.07% | 41.13% | 43.28% | 44.93% | 46.29% | 47.46% | 48.48% | 49.41% | 50.24% | 51.01% | 51.72% | 52.28% | 52.65% | 52.89% | 53.09% | 53.39% | 53.74% | 54.07% | 54.38% | 54.65% | 54.91% | 55.16% | 55.4% | 55.64% | 55.89% | 56.12% | 56.35% | 56.57%
| Mid | 27% | 29.6% | 32.21% | 34.04% | 35.45% | 36.62% | 37.63% | 38.52% | 39.32% | 40.05% | 40.72% | 41.33% | 41.83% | 42.16% | 42.37% | 42.55% | 42.79% | 43.08% | 43.35% | 43.61% | 43.85% | 44.09% | 44.34% | 44.59% | 44.85% | 45.12% | 45.38% | 45.64% | 45.89%
| Low | 24% | 26.36% | 28.73% | 30.39% | 31.68% | 32.75% | 33.67% | 34.48% | 35.21% | 35.87% | 36.48% | 37.04% | 37.48% | 37.76% | 37.96% | 38.17% | 38.49% | 38.88% | 39.24% | 39.59% | 39.92% | 40.25% | 40.58% | 40.93% | 41.29% | 41.65% | 42% | 42.35% | 42.69%
| Range | 11% | 11.7% | 12.41% | 12.89% | 13.25% | 13.54% | 13.79% | 14.01% | 14.2% | 14.37% | 14.53% | 14.68% | 14.8% | 14.89% | 14.93% | 14.92% | 14.9% | 14.87% | 14.83% | 14.79% | 14.73% | 14.66% | 14.57% | 14.47% | 14.36% | 14.24% | 14.12% | 14% | 13.88%

## Offshore wind capex
Offshore wind capex
Dataset | Offshore wind capex forecast, global
Units | $m/MW (2021 real)
Source | BloombergNEF
Subject to terms and conditions
Capex global benchmark
| $m/MW (2021 real) | 2018 |  | 2020 |  | 2022 |  | 2024 |  | 2026 |  | 2028
| Financing year | 2018 | 2019 | 2020 | 2021 | 2022 | 2023 | 2024 | 2025 | 2026 | 2027 | 2028
| Capex w/o transmission | 2.0751 | 2.0106 | 1.9461 | 1.8924 | 1.8494 | 1.8279 | 1.8063 | 1.7741 | 1.7526 | 1.7311 | 1.7096
| Capex with transmission | 3.0321 | 2.9676 | 2.9031 | 2.7418 | 2.6988 | 2.6665 | 2.645 | 2.6128 | 2.5805 | 2.559 | 2.5267

## Offshore wind CF
Offshore wind CF
Dataset | Offshore wind capacity factors, select countries
Units | %
Source | BloombergNEF
Subject to terms and conditions
Offshore wind capacity factors
| % | 2022 |  |  | 2025 |  |  |  |  | 2030 |  |  |  |  | 2035 |  |  |  |  | 2040 |  |  |  |  | 2045 |  |  |  |  | 2050
| Country | 2022 | 2023 | 2024 | 2025 | 2026 | 2027 | 2028 | 2029 | 2030 | 2031 | 2032 | 2033 | 2034 | 2035 | 2036 | 2037 | 2038 | 2039 | 2040 | 2041 | 2042 | 2043 | 2044 | 2045 | 2046 | 2047 | 2048 | 2049 | 2050
| U.K. | 55% | 55% | 55% | 55% | 55% | 55% | 55% | 55% | 55% | 55% | 55% | 55% | 55% | 55% | 55% | 55% | 55% | 55% | 55% | 55% | 55% | 55% | 55% | 55% | 55% | 55% | 55% | 55.03% | 55.1%
| U.S. | 46.5% | 47.26% | 48.02% | 48.52% | 48.89% | 49.19% | 49.43% | 49.65% | 49.84% | 50.01% | 50.16% | 50.3% | 50.45% | 50.65% | 50.9% | 51.19% | 51.49% | 51.76% | 51.99% | 52.21% | 52.41% | 52.62% | 52.81% | 53% | 53.18% | 53.36% | 53.53% | 53.69% | 53.85%
| Germany | 49% | 50.12% | 51.23% | 51.98% | 52.53% | 52.97% | 53.34% | 53.66% | 53.95% | 54.2% | 54.43% | 54.64% | 54.85% | 55.06% | 55.28% | 55.52% | 55.74% | 55.93% | 56.08% | 56.21% | 56.33% | 56.44% | 56.57% | 56.71% | 56.88% | 57.06% | 57.24% | 57.42% | 57.58%
| China | 37% | 38.88% | 40.75% | 42.03% | 42.99% | 43.77% | 44.44% | 45.01% | 45.53% | 45.99% | 46.41% | 46.8% | 47.17% | 47.54% | 47.93% | 48.32% | 48.7% | 49.04% | 49.32% | 49.57% | 49.82% | 50.06% | 50.3% | 50.53% | 50.77% | 50.99% | 51.21% | 51.42% | 51.62%

## Coal capex
Coal capex
Dataset | Coal-fired power plant capex
Units | $m/MW (2021 real)
Source | BloombergNEF
Subject to terms and conditions
Coal-fired power plant capex
| $m/MW (2021 real) | 2022 |  |  | 2025 |  |  |  |  | 2030 |  |  |  |  | 2035 |  |  |  |  | 2040 |  |  |  |  | 2045 |  |  |  |  | 2050
| Country | 2022 | 2023 | 2024 | 2025 | 2026 | 2027 | 2028 | 2029 | 2030 | 2031 | 2032 | 2033 | 2034 | 2035 | 2036 | 2037 | 2038 | 2039 | 2040 | 2041 | 2042 | 2043 | 2044 | 2045 | 2046 | 2047 | 2048 | 2049 | 2050
| Japan | 1.8148 | 1.7993 | 1.784 | 1.778 | 1.7729 | 1.7672 | 1.7652 | 1.7633 | 1.7613 | 1.7593 | 1.7574 | 1.7555 | 1.7535 | 1.7516 | 1.7496 | 1.7477 | 1.7458 | 1.7438 | 1.7419 | 1.74 | 1.738 | 1.7361 | 1.7342 | 1.7323 | 1.7303 | 1.7284 | 1.7265 | 1.7246 | 1.7227
| China | 0.52903 | 0.53596 | 0.54301 | 0.5434 | 0.54399 | 0.54446 | 0.54494 | 0.54545 | 0.54594 | 0.54642 | 0.54692 | 0.5474 | 0.54789 | 0.54837 | 0.54885 | 0.54933 | 0.54981 | 0.55029 | 0.55025 | 0.54968 | 0.54912 | 0.54856 | 0.548 | 0.54744 | 0.54688 | 0.54632 | 0.54576 | 0.54521 | 0.54465
| Poland | 1.7664 | 1.7681 | 1.7718 | 1.7713 | 1.7698 | 1.7704 | 1.7699 | 1.7694 | 1.7693 | 1.769 | 1.7687 | 1.7684 | 1.7681 | 1.7678 | 1.7675 | 1.7672 | 1.7669 | 1.7667 | 1.7664 | 1.7661 | 1.7658 | 1.7655 | 1.7652 | 1.7649 | 1.7646 | 1.7643 | 1.764 | 1.7638 | 1.7635
| Indonesia | 1.4404 | 1.442 | 1.4413 | 1.4404 | 1.44 | 1.4393 | 1.4387 | 1.4381 | 1.4375 | 1.4369 | 1.4363 | 1.4357 | 1.4351 | 1.4345 | 1.4339 | 1.4333 | 1.4327 | 1.4321 | 1.4315 | 1.4309 | 1.4303 | 1.4297 | 1.4291 | 1.4285 | 1.4279 | 1.4273 | 1.4267 | 1.4261 | 1.4255
| India | 0.9047 | 0.91955 | 0.93193 | 0.93449 | 0.93681 | 0.93835 | 0.93933 | 0.93977 | 0.93959 | 0.93882 | 0.93748 | 0.93378 | 0.92953 | 0.92473 | 0.91939 | 0.91352 | 0.90712 | 0.90021 | 0.8928 | 0.88491 | 0.87654 | 0.86771 | 0.85844 | 0.84797 | 0.83633 | 0.82434 | 0.81202 | 0.7994 | 0.78648

## Coal & gas WACC
Coal and gas WACC
Dataset | Coal and gas power WACC
Units | %
Source | BloombergNEF
Subject to terms and conditions
Weighted average cost of capital (WACC), India
| % | 2022 |  |  | 2025 |  |  |  |  | 2030 |  |  |  |  | 2035 |  |  |  |  | 2040 |  |  |  |  | 2045 |  |  |  |  | 2050
|  | 2022 | 2023 | 2024 | 2025 | 2026 | 2027 | 2028 | 2029 | 2030 | 2031 | 2032 | 2033 | 2034 | 2035 | 2036 | 2037 | 2038 | 2039 | 2040 | 2041 | 2042 | 2043 | 2044 | 2045 | 2046 | 2047 | 2048 | 2049 | 2050
| Coal | 10.71% | 11.05% | 11.26% | 11.42% | 11.55% | 11.66% | 11.75% | 11.84% | 11.91% | 11.98% | 12.04% | 12.09% | 12.15% | 12.2% | 12.24% | 12.28% | 12.32% | 12.36% | 12.4% | 12.44% | 12.44% | 12.44% | 12.44% | 12.44% | 12.44% | 12.44% | 12.44% | 12.44% | 12.44%
| CCGT | 10.71% | 10.75% | 10.78% | 10.79% | 10.8% | 10.81% | 10.82% | 10.83% | 10.84% | 10.84% | 10.85% | 10.85% | 10.86% | 10.86% | 10.86% | 10.87% | 10.87% | 10.87% | 10.88% | 10.88% | 10.88% | 10.88% | 10.88% | 10.88% | 10.88% | 10.88% | 10.88% | 10.88% | 10.88%
| Inflation | 4.876% | 4.317% | 4.09% | 4.018% | 3.955% | 3.891% | 3.828% | 3.765% | 3.701% | 3.638% | 3.574% | 3.511% | 3.448% | 3.384% | 3.321% | 3.258% | 3.194% | 3.131% | 3.068% | 3.004% | 2.941% | 2.878% | 2.814% | 2.751% | 2.687% | 2.624% | 2.561% | 2.497% | 2.434%

## CCGT efficiency
CCGT efficiency forecast
Dataset | Combined-cycle gas turbine efficiency, 1975-2050
Units | % (High heating value)
Source | BloombergNEF, S. Can Gulen, BloombergNEF U.S. Plant Stack
Subject to terms and conditions
Combined-cycle gas turbine efficiency, 1975-2050
CCGT efficiency (HHV)
|  | 1975 | 1976 | 1977 | 1978 | 1979 | 1980 | 1981 | 1982 | 1983 | 1984 | 1985 | 1986 | 1987 | 1988 | 1989 | 1990 | 1991 | 1992 | 1993 | 1994 | 1995 | 1996 | 1997 | 1998 | 1999 | 2000 | 2001 | 2002 | 2003 | 2004 | 2005 | 2006 | 2007 | 2008 | 2009 | 2010 | 2011 | 2012 | 2013 | 2014 | 2015 | 2016 | 2017 | 2018 | 2019 | 2020 | 2021 | 2022 | 2023 | 2024 | 2025 | 2026 | 2027 | 2028 | 2029 | 2030 | 2031 | 2032 | 2033 | 2034 | 2035 | 2036 | 2037 | 2038 | 2039 | 2040 | 2041 | 2042 | 2043 | 2044 | 2045 | 2046 | 2047 | 2048 | 2049 | 2050
| U.S. fleet average (operational) | 2005: 40.56%; 2006: 41.11%; 2007: 41.44%; 2008: 41.63%; 2009: 42.22%; 2010: 42.39%; 2011: 42.22%; 2012: 42.93%; 2013: 42.95%; 2014: 42.46%; 2015: 43.7%; 2016: 43.81%; 2017: 43.59%; 2018: 43.67%
| U.S. best performing (operational, Colorado Bend) | 2018: 51.67%
| Global best performing (test conditions) | 1975: 44.5%; 1976: #N/A; 1977: #N/A; 1978: #N/A; 1979: #N/A; 1980: #N/A; 1981: #N/A; 1982: #N/A; 1983: #N/A; 1984: #N/A; 1985: 43.34%; 1986: #N/A; 1987: 44.05%; 1988: #N/A; 1989: 46.28%; 1990: 45.57%; 1991: 46.73%; 1992: #N/A; 1993: #N/A; 1994: 48.95%; 1995: 48.68%; 1996: 49.84%; 1997: 50.73%; 1998: 50.29%; 1999: #N/A; 2000: 50.73%; 2001: 51.62%; 2002: #N/A; 2003: #N/A; 2004: 52.51%; 2005: #N/A; 2006: 52.06%; 2007: #N/A; 2008: 51.89%; 2009: 52.51%; 2010: 53.84%; 2011: 53.4%; 2012: #N/A; 2013: 53.67%; 2014: #N/A; 2015: 54.29%; 2018: 55.86%
| Global forecast for new plants (operational) | 2018: 49%; 2019: 49.18%; 2020: 49.36%; 2021: 49.52%; 2022: 49.68%; 2023: 49.82%; 2024: 49.96%; 2025: 50.09%; 2026: 50.21%; 2027: 50.33%; 2028: 50.44%; 2029: 50.54%; 2030: 50.63%; 2031: 50.72%; 2032: 50.81%; 2033: 50.89%; 2034: 50.97%; 2035: 51.04%; 2036: 51.1%; 2037: 51.17%; 2038: 51.23%; 2039: 51.28%; 2040: 51.33%; 2041: 51.38%; 2042: 51.43%; 2043: 51.47%; 2044: 51.52%; 2045: 51.55%; 2046: 51.59%; 2047: 51.63%; 2048: 51.66%; 2049: 51.69%; 2050: 51.72%
| World record nominal efficiency | 2018: 55.86%

## Battery learning
Battery pack price
Dataset | Historic battery pack price vs. cumulative deployed capacity (GWh)
Units | As indicated
Source | BloombergNEF
Subject to terms and conditions
Battery learning curve
|  | 2010 |  |  |  |  | 2015 |  |  |  |  | 2020 |  |  |  |  | 2025 |  |  |  |  | 2030 |  |  |  |  | 2035
|  | 2010 | 2011 | 2012 | 2013 | 2014 | 2015 | 2016 | 2017 | 2018 | 2019 | 2020 | 2021 | 2022 | 2023 | 2024 | 2025 | 2026 | 2027 | 2028 | 2029 | 2030 | 2031 | 2032 | 2033 | 2034 | 2035
| Li-ion battery pack price ($/kWh, 2021 real) | 1220.1317 | 702.7006 | 508.447 | 410.4489 | 325.7963 | 281.0104 | 244.3036 | 216.0575 | 187.8691 | 167.9541 | 149.5038 | 132 | 116.6774 | 104.2354 | 93.9489 | 85.0848 | 77.8972 | 71.99 | 66.8585 | 62.4417 | 58.5401 | 55.1581 | 52.1979 | 49.5867 | 47.2751 | 45.2325
| EV (GWh) | 0.2 | 1.2 | 3.2 | 8.2 | 15.2 | 28.4481 | 52.1647 | 88.9561 | 158.8626 | 251.3145 | 402.6469 | 657.2642 | 1056.2666 | 1602.0091 | 2337.4958 | 3320.9665 | 4553.6408 | 6037.4277 | 7831.4557 | 9976.4941 | 12517.6075 | 15438.8962 | 18750.5213 | 22455.3207 | 26528.3682 | 30941.5814
| E-bus (GWh) | 0 | 0.26161 | 0.77007 | 4.2726 | 16.966 | 26.6048 | 38.8371 | 51.7238 | 67.8533 | 82.6893 | 95.545 | 110.2625 | 128.1807 | 149.2331 | 172.2129 | 195.9838 | 220.9959 | 247.2225 | 275.2473 | 305.6499 | 339.128 | 375.7696 | 414.3429 | 454.9257 | 497.4984 | 541.4537
| ESS (GWh) | 0.3 | 1 | 4 | 4 | 5 | 7 | 9 | 12 | 21 | 27 | 38 | 67 | 112 | 171 | 253 | 349 | 453 | 570 | 708 | 860 | 1033 | 1150 | 1271 | 1401 | 1558 | 1730
Note: ESS = Energy storage system; EV = electric vehicle

## Storage capex 4hrs
Battery storage capex
Dataset | Capital costs for a fully-installed usable 20MW/80MWh AC energy storage system at beginning of life
Units | $/kWh (2021 real, usable capacity)
Source | BloombergNEF
Subject to terms and conditions
Capital costs for a 20MW/80MWh energy storage system
$/kWh (2021 real, usable capacity)
|  | 2021 | 2025 | 2030
| Total | 288 | 209.2794 | 167.1151

## Battery sensitivity WACC
Battery sensitivity to WACC
Dataset | Battery storage LCOE sensitivity to WACC
Units | $/MWh (nominal)
Source | BloombergNEF
Subject to terms and conditions
|  | Benchmark capex |  | Central capex 2020 |  | Capex +15% |  | Capex -15%
|  | WACC | LCOE | WACC | LCOE | WACC | LCOE | WACC | LCOE
|  | 8.507% | 141.2083 | 0.857% | 81.2284 | 0.677% | 89.7698 | 0.857% | 70.1391
|  |  |  | 1.757% | 87.1191 | 0.677% | 89.7698 | 1.757% | 75.0335
|  |  |  | 2.657% | 93.405 | 0.857% | 91.0626 | 2.657% | 80.2564
|  |  |  | 3.557% | 99.9947 | 1.757% | 97.838 | 3.557% | 85.7316
|  |  |  | 4.457% | 106.8741 | 2.657% | 105.0668 | 4.457% | 91.4475
|  |  |  | 5.357% | 114.0364 | 3.557% | 112.6449 | 5.357% | 97.3985
|  |  |  | 6.257% | 121.4735 | 4.457% | 120.5562 | 6.257% | 103.5778
|  |  |  | 7.157% | 129.1765 | 5.357% | 128.7928 | 7.157% | 109.978
|  |  |  | 8.057% | 137.1358 | 6.257% | 137.3455 | 8.057% | 116.5912
|  |  |  | 8.957% | 145.3411 | 7.157% | 146.2039 | 8.957% | 123.4087
|  |  |  | 9.857% | 153.7816 | 8.057% | 155.3571 | 9.857% | 130.4218
|  |  |  | 10.76% | 162.4465 | 8.957% | 164.7932 | 10.76% | 137.6212
|  |  |  | 11.66% | 171.3242 | 9.857% | 174.4999 | 11.66% | 144.9975
|  |  |  | 12.56% | 180.4036 | 10.76% | 184.4644 | 12.56% | 152.5414
|  |  |  | 13.46% | 189.6733 | 11.66% | 194.6739 | 13.46% | 160.2433
|  |  |  | 14.36% | 199.1221 | 12.56% | 205.1152 | 14.36% | 168.0941
|  |  |  | 15.26% | 208.739 | 13.46% | 215.7753 | 15.26% | 176.0845
[6 empty] | 14.36% | 226.6414 | 16.16% | 184.2057
[6 empty] | 15.26% | 237.7008
[6 empty] | 16.16% | 248.9412

## Battery sensitivity to Charging
Battery sensitivity to charging costs
Dataset | Battery sensitivity to charging cost
Units | $/MWh (nominal)
Source | BloombergNEF
Subject to terms and conditions
Impact of charging costs on LCOE
$/MWh (nominal)
| Charging costs -> | -5 | 0 | 5 | 10 | 15 | 20 | 25 | 30 | 35
| LCOE | 120.5483 | 125.5483 | 130.5483 | 135.5483 | 140.5483 | 145.5483 | 150.5483 | 155.5483 | 160.5483

## Battery sensitivity to Cycles
Battery sensitivity to cycle lifetime
Dataset | Battery sensitivity to cycle lifetime
Units | $/MWh (nominal)
Source | BloombergNEF
Subject to terms and conditions
Cycle lifetime impact on LCOE
$/MWh,(nominal)
| Cycles -> | 2000 | 2500 | 3000 | 3500 | 4000 | 4500 | 5000 | 5500 | 6000 | 6500 | 7000 | 7500 | 8000 | 8500 | 9000 | 9500 | 10000
| LCOE benchmark | 289.4088 | 252.0651 | 206.5988 | 191.2981 | 179.7471 | 162.725 | 156.3138 | 146.2482 | 142.232 | 138.7508 | 133.0171 | 130.6321 | 128.5182 | 124.9379 | 123.4112 | 120.7994 | 119.6756
| LCOE @95% efficiency | 275.001 | 239.6227 | 196.5494 | 182.054 | 171.111 | 154.9848 | 148.9109 | 139.3751 | 135.5703 | 132.2723 | 126.8404 | 124.581 | 122.5783 | 119.1864 | 117.7401 | 115.2657 | 114.2011
| LCOE @85% efficiency | 305.5117 | 265.9712 | 217.8305 | 201.6298 | 189.3993 | 171.3759 | 164.5875 | 153.9298 | 149.6774 | 145.9914 | 139.9205 | 137.3952 | 135.1569 | 131.366 | 129.7495 | 126.9841 | 125.7942

## ChartTemplates (hidden)
Development sheet used for creating chart templates only
[13 empty] | COLUMN BUBBLE | [5 empty] | 1 | 2 | 3 | 4 | 5 | 6 | 7 | 8 | 9 | 10
Column chart | [17 empty] | 2010 | 84.3 | 92.73 | 76.6364 | 84.3 | 69.6694 | 76.6364 | 63.3358 | 69.6694 | 57.578 | 63.3358 | 52.3437 | 57.578 | 47.5852 | 52.3437 | 43.2592 | 47.5852 | 39.3266 | 43.2592 | 35.7514 | 39.3266
[18 empty] | 2011 | 89.5 | 98.45 | 81.3636 | 89.5 | 73.9669 | 81.3636 | 67.2427 | 73.9669 | 61.1297 | 67.2427 | 55.5725 | 61.1297 | 50.5204 | 55.5725 | 45.9277 | 50.5204 | 41.7524 | 45.9277 | 37.9567 | 41.7524
Year | US coal miners (k) | [16 empty] | 2012 | 78.8 | 86.68 | 71.6364 | 78.8 | 65.124 | 71.6364 | 59.2036 | 65.124 | 53.8215 | 59.2036 | 48.9286 | 53.8215 | 44.4805 | 48.9286 | 40.4369 | 44.4805 | 36.7608 | 40.4369 | 33.4189 | 36.7608
2010 | 84.3 | [16 empty] | 2013 | 76.9 | 84.59 | 69.9091 | 76.9 | 63.5537 | 69.9091 | 57.7761 | 63.5537 | 52.5237 | 57.7761 | 47.7488 | 52.5237 | 43.408 | 47.7488 | 39.4619 | 43.408 | 35.8744 | 39.4619 | 32.6131 | 35.8744
2011 | 89.5 | [16 empty] | 2014 | 70.1 | 77.11 | 63.7273 | 70.1 | 57.9339 | 63.7273 | 52.6672 | 57.9339 | 47.8792 | 52.6672 | 43.5266 | 47.8792 | 39.5696 | 43.5266 | 35.9724 | 39.5696 | 32.7022 | 35.9724 | 29.7292 | 32.7022
2012 | 78.8 | [16 empty] | 2015 | 57.6 | 63.36 | 52.3636 | 57.6 | 47.6033 | 52.3636 | 43.2757 | 47.6033 | 39.3416 | 43.2757 | 35.7651 | 39.3416 | 32.5137 | 35.7651 | 29.5579 | 32.5137 | 26.8708 | 29.5579 | 24.428 | 26.8708
2013 | 76.9 | [16 empty] | 2016 | 50.2 | 55.22 | 45.6364 | 50.2 | 41.4876 | 45.6364 | 37.716 | 41.4876 | 34.2873 | 37.716 | 31.1703 | 34.2873 | 28.3366 | 31.1703 | 25.7605 | 28.3366 | 23.4187 | 25.7605 | 21.2897 | 23.4187
2014 | 70.1
2015 | 57.6
2016 | 50.2
[39 empty] | Font | 10
[39 empty] | Font | 10
[39 empty] | Font | 10
[39 empty] | Font | 10
[13 empty] | AREA | [25 empty] | Font | 10
[39 empty] | Font | 10
[39 empty] | Font | 10
Two-axis column-line chart | [38 empty] | Font | 10
[39 empty] | Font | 10
Year | US coal miners (k) | US coal production (Mt) | [36 empty] | Font | 10
2010 | 84.3 | 1084.3681 | [36 empty] | Font | 10
2011 | 89.5 | 1095.6275 | [16 empty] | a | b | c | d | e | f | g | h | i | j | [10 empty] | Font | 10
2012 | 78.8 | 1016.4584 | [15 empty] | 2010 | 84.3 | 92.73 | 76.6364 | 84.3 | 69.6694 | 76.6364 | 63.3358 | 69.6694 | 57.578 | 63.3358 | [10 empty] | Font | 10
2013 | 76.9 | 984.8418 | [15 empty] | 2011 | 89.5 | 98.45 | 81.3636 | 89.5 | 73.9669 | 81.3636 | 67.2427 | 73.9669 | 61.1297 | 67.2427 | [10 empty] | Font | 10
2014 | 70.1 | 1000.0488 | [15 empty] | 2012 | 78.8 | 86.68 | 71.6364 | 78.8 | 65.124 | 71.6364 | 59.2036 | 65.124 | 53.8215 | 59.2036 | [10 empty] | Font | 10
2015 | 57.6 | 896.9406 | [15 empty] | 2013 | 76.9 | 84.59 | 69.9091 | 76.9 | 63.5537 | 69.9091 | 57.7761 | 63.5537 | 52.5237 | 57.7761 | [10 empty] | Font | 10 | 0
2016 | 50.2 | 739 | [15 empty] | 2014 | 70.1 | 77.11 | 63.7273 | 70.1 | 57.9339 | 63.7273 | 52.6672 | 57.9339 | 47.8792 | 52.6672 | [10 empty] | Font | 10 | 182
[18 empty] | 2015 | 57.6 | 63.36 | 52.3636 | 57.6 | 47.6033 | 52.3636 | 43.2757 | 47.6033 | 39.3416 | 43.2757 | [10 empty] | Font | 10 | 67
[18 empty] | 2016 | 50.2 | 55.22 | 45.6364 | 50.2 | 41.4876 | 45.6364 | 37.716 | 41.4876 | 34.2873 | 37.716 | [10 empty] | Font | 10 | 255
[39 empty] | Font | 10 | 237
[39 empty] | Font | 10 | 25
[39 empty] | Font | 10 | 118
[10 empty] | 0 | 174 | 229 | [26 empty] | Font | 10 | 65
[10 empty] | 118 | 84 | 163 | [26 empty] | Font |  | 255
[10 empty] | 67 | 190 | 173 | [26 empty] | Font |  | 210
[10 empty] | 255 | 232 | 56 | [26 empty] | Font
[10 empty] | 237 | 49 | 36 | [26 empty] | Font
[10 empty] | 25 | 178 | 78 | COLUMN LINE 2 AXIS | [25 empty] | Font
[10 empty] | 189 | 92 | 163 | [26 empty] | Font
[10 empty] | 65 | 65 | 65 | [26 empty] | Font
Bar chart | [9 empty] | 255 | 201 | 29 | [26 empty] | Font
[10 empty] | 210 | 210 | 210 | [26 empty] | Font
Country | Coal capacity additions 2015 - 2040 (GW) | [8 empty] | 0 | 0 | 0 | [26 empty] | Font
India | 258 | 516 | 1032 | [6 empty] | 179 | 179 | 179 | [26 empty] | Font
China | 188 | 376 | 752 | [6 empty] | 192 | 192 | 192 | [26 empty] | Font
Southeast Asia | 73 | 146 | 292 | [6 empty] | 210 | 210 | 210 |  |  |  |  | ` | [21 empty] | Font
Middle East and Africa | 67 | 134 | 268 | [35 empty] | Font
Japan | 17 | 34 | 68 | [35 empty] | Font
Font
Rest of world | 354 | 708 | 1416 | [35 empty] | Font
Font
Font
Font
Font
Font
Font
Font
[16 empty] | A | [22 empty] | Font | bar: c
Font
Line chart | [12 empty] | BAR | [25 empty] | Font
Font
Date | US light truck sales | Thousands | 1000 | 2 | 3 | 4 | 5 | 6 | 7 | [29 empty] | Font
2000-01-31 | 583082 | 583.082 | 466.4656 | 373.1725 | 298.538 | 238.8304 | 191.0643 | 152.8514 | [30 empty] | Font
2000-02-29 | 731349 | 731.349 | 585.0792 | 468.0634 | 374.4507 | 299.5606 | 239.6484 | 191.7188 | [30 empty] | Font
2000-03-31 | 834060 | 834.06 | 667.248 | 533.7984 | 427.0387 | 341.631 | 273.3048 | 218.6438 | [30 empty] | Font
2000-04-30 | 727079 | 727.079 | 581.6632 | 465.3306 | 372.2644 | 297.8116 | 238.2492 | 190.5994 | [30 empty] | Font
2000-05-31 | 791619 | 791.619 | 633.2952 | 506.6362 | 405.3089 | 324.2471 | 259.3977 | 207.5182 | [30 empty] | Font
2000-06-30 | 780133 | 780.133 | 624.1064 | 499.2851 | 399.4281 | 319.5425 | 255.634 | 204.5072 | [30 empty] | Font
2000-07-31 | 692486 | 692.486 | 553.9888 | 443.191 | 354.5528 | 283.6423 | 226.9138 | 181.531
2000-08-31 | 740253 | 740.253 | 592.2024 | 473.7619 | 379.0095 | 303.2076 | 242.5661 | 194.0529
2000-09-30 | 728546 | 728.546 | 582.8368 | 466.2694 | 373.0156 | 298.4124 | 238.73 | 190.984
2000-10-31 | 658815 | 658.815 | 527.052 | 421.6416 | 337.3133 | 269.8506 | 215.8805 | 172.7044
2000-11-30 | 630488 | 630.488 | 504.3904 | 403.5123 | 322.8099 | 258.2479 | 206.5983 | 165.2786
2000-12-31 | 627215 | 627.215 | 501.772 | 401.4176 | 321.1341 | 256.9073 | 205.5258 | 164.4206
2001-01-31 | 573878 | 573.878 | 459.1024 | 367.2819 | 293.8255 | 235.0604 | 188.0483 | 150.4387
2001-02-28 | 655104 | 655.104 | 524.0832 | 419.2666 | 335.4132 | 268.3306 | 214.6645 | 171.7316
2001-03-31 | 808024 | 808.024 | 646.4192 | 517.1354 | 413.7083 | 330.9666 | 264.7733 | 211.8186
2001-04-30 | 659604 | 659.604 | 527.6832 | 422.1466 | 337.7172 | 270.1738 | 216.139 | 172.9112
2001-05-31 | 788154 | 788.154 | 630.5232 | 504.4186 | 403.5348 | 322.8279 | 258.2623 | 206.6098
2001-06-30 | 809225 | 809.225 | 647.38 | 517.904 | 414.3232 | 331.4586 | 265.1668 | 212.1335
2001-07-31 | 681033 | 681.033 | 544.8264 | 435.8611 | 348.6889 | 278.9511 | 223.1609 | 178.5287
2001-08-31 | 708688 | 708.688 | 566.9504 | 453.5603 | 362.8483 | 290.2786 | 232.2229 | 185.7783
2001-09-30 | 649229 | 649.229 | 519.3832 | 415.5066 | 332.4052 | 265.9242 | 212.7394 | 170.1915
2001-10-31 | 909756 | 909.756 | 727.8048 | 582.2438 | 465.7951 | 372.6361 | 298.1088 | 238.4871 |  |  |  |  | LINE
2001-11-30 | 722769 | 722.769 | 578.2152 | 462.5722 | 370.0577 | 296.0462 | 236.8369 | 189.4696
2001-12-31 | 736423 | 736.423 | 589.1384 | 471.3107 | 377.0486 | 301.6389 | 241.3111 | 193.0489
2002-01-31 | 582916 | 582.916 | 466.3328 | 373.0662 | 298.453 | 238.7624 | 191.0099 | 152.8079
2002-02-28 | 683576 | 683.576 | 546.8608 | 437.4886 | 349.9909 | 279.9927 | 223.9942 | 179.1953
2002-03-31 | 773509 | 773.509 | 618.8072 | 495.0458 | 396.0366 | 316.8293 | 253.4634 | 202.7707
2002-04-30 | 726236 | 726.236 | 580.9888 | 464.791 | 371.8328 | 297.4663 | 237.973 | 190.3784
2002-05-31 | 746438 | 746.438 | 597.1504 | 477.7203 | 382.1763 | 305.741 | 244.5928 | 195.6742
2002-06-30 | 775205 | 775.205 | 620.164 | 496.1312 | 396.905 | 317.524 | 254.0192 | 203.2153
2002-07-31 | 783624 | 783.624 | 626.8992 | 501.5194 | 401.2155 | 320.9724 | 256.7779 | 205.4223
2002-08-31 | 875790 | 875.79 | 700.632 | 560.5056 | 448.4045 | 358.7236 | 286.9789 | 229.5831
2002-09-30 | 622187 | 622.187 | 497.7496 | 398.1997 | 318.5597 | 254.8478 | 203.8782 | 163.1026
2002-10-31 | 695167 | 695.167 | 556.1336 | 444.9069 | 355.9255 | 284.7404 | 227.7923 | 182.2339
2002-11-30 | 629607 | 629.607 | 503.6856 | 402.9485 | 322.3588 | 257.887 | 206.3096 | 165.0477
2002-12-31 | 815158 | 815.158 | 652.1264 | 521.7011 | 417.3609 | 333.8887 | 267.111 | 213.6888
2003-01-31 | 544618 | 544.618 | 435.6944 | 348.5555 | 278.8444 | 223.0755 | 178.4604 | 142.7683
2003-02-28 | 637584 | 637.584 | 510.0672 | 408.0538 | 326.443 | 261.1544 | 208.9235 | 167.1388
2003-03-31 | 757516 | 757.516 | 606.0128 | 484.8102 | 387.8482 | 310.2786 | 248.2228 | 198.5783
2003-04-30 | 754861 | 754.861 | 603.8888 | 483.111 | 386.4888 | 309.1911 | 247.3529 | 197.8823
2003-05-31 | 845966 | 845.966 | 676.7728 | 541.4182 | 433.1346 | 346.5077 | 277.2061 | 221.7649 | [18 empty] | `
2003-06-30 | 785910 | 785.91 | 628.728 | 502.9824 | 402.3859 | 321.9087 | 257.527 | 206.0216
2003-07-31 | 830231 | 830.231 | 664.1848 | 531.3478 | 425.0783 | 340.0626 | 272.0501 | 217.6401
2003-08-31 | 890396 | 890.396 | 712.3168 | 569.8534 | 455.8828 | 364.7062 | 291.765 | 233.412
2003-09-30 | 705196 | 705.196 | 564.1568 | 451.3254 | 361.0604 | 288.8483 | 231.0786 | 184.8629
2003-10-31 | 729464 | 729.464 | 583.5712 | 466.857 | 373.4856 | 298.7885 | 239.0308 | 191.2246
2003-11-30 | 700491 | 700.491 | 560.3928 | 448.3142 | 358.6514 | 286.9211 | 229.5369 | 183.6295
2003-12-31 | 847757 | 847.757 | 678.2056 | 542.5645 | 434.0516 | 347.2413 | 277.793 | 222.2344
2004-01-31 | 627418 | 627.418 | 501.9344 | 401.5475 | 321.238 | 256.9904 | 205.5923 | 164.4739
2004-02-29 | 692743 | 692.743 | 554.1944 | 443.3555 | 354.6844 | 283.7475 | 226.998 | 181.5984 |  |  |  |  | STACKED COLUMN
2004-03-31 | 811525 | 811.525 | 649.22 | 519.376 | 415.5008 | 332.4006 | 265.9205 | 212.7364
2004-04-30 | 776479 | 776.479 | 621.1832 | 496.9466 | 397.5572 | 318.0458 | 254.4366 | 203.5493
2004-05-31 | 884305 | 884.305 | 707.444 | 565.9552 | 452.7642 | 362.2113 | 289.7691 | 231.8152
2004-06-30 | 774824 | 774.824 | 619.8592 | 495.8874 | 396.7099 | 317.3679 | 253.8943 | 203.1155
2004-07-31 | 870744 | 870.744 | 696.5952 | 557.2762 | 445.8209 | 356.6567 | 285.3254 | 228.2603
2004-08-31 | 789902 | 789.902 | 631.9216 | 505.5373 | 404.4298 | 323.5439 | 258.8351 | 207.0681
2004-09-30 | 829446 | 829.446 | 663.5568 | 530.8454 | 424.6764 | 339.7411 | 271.7929 | 217.4343
2004-10-31 | 748491 | 748.491 | 598.7928 | 479.0342 | 383.2274 | 306.5819 | 245.2655 | 196.2124
2004-11-30 | 680016 | 680.016 | 544.0128 | 435.2102 | 348.1682 | 278.5346 | 222.8276 | 178.2621 | [11 empty] | 2010 | 84.3 | 92.73 | 76.6364 | 84.3 | 69.6694 | 76.6364 | 63.3358 | 69.6694 | 57.578 | 63.3358
2004-12-31 | 888076 | 888.076 | 710.4608 | 568.3686 | 454.6949 | 363.7559 | 291.0047 | 232.8038 | [11 empty] | 2011 | 89.5 | 98.45 | 81.3636 | 89.5 | 73.9669 | 81.3636 | 67.2427 | 73.9669 | 61.1297 | 67.2427
2005-01-31 | 575215 | 575.215 | 460.172 | 368.1376 | 294.5101 | 235.6081 | 188.4865 | 150.7892 |  |  | 0 | 174 | 229 | [6 empty] | 2012 | 78.8 | 86.68 | 71.6364 | 78.8 | 65.124 | 71.6364 | 59.2036 | 65.124 | 53.8215 | 59.2036
2005-02-28 | 681243 | 681.243 | 544.9944 | 435.9955 | 348.7964 | 279.0371 | 223.2297 | 178.5838 |  |  | 182 | 92 | 163 | [6 empty] | 2013 | 76.9 | 84.59 | 69.9091 | 76.9 | 63.5537 | 69.9091 | 57.7761 | 63.5537 | 52.5237 | 57.7761
2005-03-31 | 856306 | 856.306 | 685.0448 | 548.0358 | 438.4287 | 350.7429 | 280.5944 | 224.4755 |  |  | 67 | 190 | 173 | [6 empty] | 2014 | 70.1 | 77.11 | 63.7273 | 70.1 | 57.9339 | 63.7273 | 52.6672 | 57.9339 | 47.8792 | 52.6672
2005-04-30 | 787746 | 787.746 | 630.1968 | 504.1574 | 403.326 | 322.6608 | 258.1286 | 206.5029 |  |  | 255 | 232 | 56 | [6 empty] | 2015 | 57.6 | 63.36 | 52.3636 | 57.6 | 47.6033 | 52.3636 | 43.2757 | 47.6033 | 39.3416 | 43.2757
2005-05-31 | 808088 | 808.088 | 646.4704 | 517.1763 | 413.7411 | 330.9928 | 264.7943 | 211.8354 |  |  | 237 | 49 | 36 | [6 empty] | 2016 | 50.2 | 55.22 | 45.6364 | 50.2 | 41.4876 | 45.6364 | 37.716 | 41.4876 | 34.2873 | 37.716
2005-06-30 | 969628 | 969.628 | 775.7024 | 620.5619 | 496.4495 | 397.1596 | 317.7277 | 254.1822 |  |  | 25 | 178 | 78
2005-07-31 | 1094126 | 1094.126 | 875.3008 | 700.2406 | 560.1925 | 448.154 | 358.5232 | 286.8186 |  |  | 118 | 84 | 163
2005-08-31 | 783407 | 783.407 | 626.7256 | 501.3805 | 401.1044 | 320.8835 | 256.7068 | 205.3654 |  |  | 65 | 65 | 65
2005-09-30 | 681344 | 681.344 | 545.0752 | 436.0602 | 348.8481 | 279.0785 | 223.2628 | 178.6102 |  |  | 255 | 201 | 29
2005-10-31 | 583468 | 583.468 | 466.7744 | 373.4195 | 298.7356 | 238.9885 | 191.1908 | 152.9526 |  |  | 210 | 210 | 210
2005-11-30 | 622093 | 622.093 | 497.6744 | 398.1395 | 318.5116 | 254.8093 | 203.8474 | 163.0779
2005-12-31 | 859940 | 859.94 | 687.952 | 550.3616 | 440.2893 | 352.2314 | 281.7851 | 225.4281
2006-01-31 | 582613 | 582.613 | 466.0904 | 372.8723 | 298.2979 | 238.6383 | 190.9106 | 152.7285
2006-02-28 | 687571 | 687.571 | 550.0568 | 440.0454 | 352.0364 | 281.6291 | 225.3033 | 180.2426
2006-03-31 | 835216 | 835.216 | 668.1728 | 534.5382 | 427.6306 | 342.1045 | 273.6836 | 218.9469
2006-04-30 | 734758 | 734.758 | 587.8064 | 470.2451 | 376.1961 | 300.9569 | 240.7655 | 192.6124
2006-05-31 | 755597 | 755.597 | 604.4776 | 483.5821 | 386.8657 | 309.4925 | 247.594 | 198.0752
2006-06-30 | 781900 | 781.9 | 625.52 | 500.416 | 400.3328 | 320.2662 | 256.213 | 204.9704
2006-07-31 | 775373 | 775.373 | 620.2984 | 496.2387 | 396.991 | 317.5928 | 254.0742 | 203.2594
2006-08-31 | 766611 | 766.611 | 613.2888 | 490.631 | 392.5048 | 314.0039 | 251.2031 | 200.9625
2006-09-30 | 717922 | 717.922 | 574.3376 | 459.4701 | 367.5761 | 294.0609 | 235.2487 | 188.1989
2006-10-31 | 669748 | 669.748 | 535.7984 | 428.6387 | 342.911 | 274.3288 | 219.463 | 175.5704
2006-11-30 | 660823 | 660.823 | 528.6584 | 422.9267 | 338.3414 | 270.6731 | 216.5385 | 173.2308
2006-12-31 | 781742 | 781.742 | 625.3936 | 500.3149 | 400.2519 | 320.2015 | 256.1612 | 204.929
2007-01-31 | 581002 | 581.002 | 464.8016 | 371.8413 | 297.473 | 237.9784 | 190.3827 | 152.3062 | [12 empty] | a | b | c | d | d | d | d | d | d | d
2007-02-28 | 690502 | 690.502 | 552.4016 | 441.9213 | 353.537 | 282.8296 | 226.2637 | 181.011 | [11 empty] | 2010 | 84.3 | 92.73 | 76.6364 | 84.3 | 69.6694 | 76.6364 | 63.3358 | 69.6694 | 57.578 | 63.3358
2007-03-31 | 817833 | 817.833 | 654.2664 | 523.4131 | 418.7305 | 334.9844 | 267.9875 | 214.39 |  |  |  |  | SCATTER | [6 empty] | 2011 | 89.5 | 98.45 | 81.3636 | 89.5 | 73.9669 | 81.3636 | 67.2427 | 73.9669 | 61.1297 | 67.2427
2007-04-30 | 710682 | 710.682 | 568.5456 | 454.8365 | 363.8692 | 291.0953 | 232.8763 | 186.301 | [11 empty] | 2012 | 78.8 | 86.68 | 71.6364 | 78.8 | 65.124 | 71.6364 | 59.2036 | 65.124 | 53.8215 | 59.2036
2007-05-31 | 780811 | 780.811 | 624.6488 | 499.719 | 399.7752 | 319.8202 | 255.8561 | 204.6849 | [11 empty] | 2013 | 76.9 | 84.59 | 69.9091 | 76.9 | 63.5537 | 69.9091 | 57.7761 | 63.5537 | 52.5237 | 57.7761
2007-06-30 | 729467 | 729.467 | 583.5736 | 466.8589 | 373.4871 | 298.7897 | 239.0317 | 191.2254 | [11 empty] | 2014 | 70.1 | 77.11 | 63.7273 | 70.1 | 57.9339 | 63.7273 | 52.6672 | 57.9339 | 47.8792 | 52.6672
2007-07-31 | 683699 | 683.699 | 546.9592 | 437.5674 | 350.0539 | 280.0431 | 224.0345 | 179.2276 | [11 empty] | 2015 | 57.6 | 63.36 | 52.3636 | 57.6 | 47.6033 | 52.3636 | 43.2757 | 47.6033 | 39.3416 | 43.2757
2007-08-31 | 790083 | 790.083 | 632.0664 | 505.6531 | 404.5225 | 323.618 | 258.8944 | 207.1155 | [11 empty] | 2016 | 50.2 | 55.22 | 45.6364 | 50.2 | 41.4876 | 45.6364 | 37.716 | 41.4876 | 34.2873 | 37.716
2007-09-30 | 697100 | 697.1 | 557.68 | 446.144 | 356.9152 | 285.5322 | 228.4257 | 182.7406
2007-10-31 | 665340 | 665.34 | 532.272 | 425.8176 | 340.6541 | 272.5233 | 218.0186 | 174.4149
2007-11-30 | 607818 | 607.818 | 486.2544 | 389.0035 | 311.2028 | 248.9623 | 199.1698 | 159.3358
2007-12-31 | 752074 | 752.074 | 601.6592 | 481.3274 | 385.0619 | 308.0495 | 246.4396 | 197.1517
2008-01-31 | 539192 | 539.192 | 431.3536 | 345.0829 | 276.0663 | 220.853 | 176.6824 | 141.3459
2008-02-29 | 610975 | 610.975 | 488.78 | 391.024 | 312.8192 | 250.2554 | 200.2043 | 160.1634
2008-03-31 | 666867 | 666.867 | 533.4936 | 426.7949 | 341.4359 | 273.1487 | 218.519 | 174.8152
2008-04-30 | 582055 | 582.055 | 465.644 | 372.5152 | 298.0122 | 238.4097 | 190.7278 | 152.5822
2008-05-31 | 593758 | 593.758 | 475.0064 | 380.0051 | 304.0041 | 243.2033 | 194.5626 | 155.6501
2008-06-30 | 520635 | 520.635 | 416.508 | 333.2064 | 266.5651 | 213.2521 | 170.6017 | 136.4813
2008-07-31 | 512841 | 512.841 | 410.2728 | 328.2182 | 262.5746 | 210.0597 | 168.0477 | 134.4382
2008-08-31 | 616089 | 616.089 | 492.8712 | 394.297 | 315.4376 | 252.3501 | 201.88 | 161.504
2008-09-30 | 486897 | 486.897 | 389.5176 | 311.6141 | 249.2913 | 199.433 | 159.5464 | 127.6371
2008-10-31 | 408627 | 408.627 | 326.9016 | 261.5213 | 209.217 | 167.3736 | 133.8989 | 107.1191
2008-11-30 | 387623 | 387.623 | 310.0984 | 248.0787 | 198.463 | 158.7704 | 127.0163 | 101.613
2008-12-31 | 471268 | 471.268 | 377.0144 | 301.6115 | 241.2892 | 193.0314 | 154.4251 | 123.5401
2009-01-31 | 341247 | 341.247 | 272.9976 | 218.3981 | 174.7185 | 139.7748 | 111.8198 | 89.4559
2009-02-28 | 345680 | 345.68 | 276.544 | 221.2352 | 176.9882 | 141.5905 | 113.2724 | 90.6179
2009-03-31 | 410262 | 410.262 | 328.2096 | 262.5677 | 210.0541 | 168.0433 | 134.4347 | 107.5477
2009-04-30 | 390371 | 390.371 | 312.2968 | 249.8374 | 199.87 | 159.896 | 127.9168 | 102.3334 |  |  |  |  | PIE | bar: a to d
2009-05-31 | 442709 | 442.709 | 354.1672 | 283.3338 | 226.667 | 181.3336 | 145.0669 | 116.0535 | [12 empty] | a: 84.3
2009-06-30 | 404039 | 404.039 | 323.2312 | 258.585 | 206.868 | 165.4944 | 132.3955 | 105.9164 | [12 empty] | a: 89.5
2009-07-31 | 449215 | 449.215 | 359.372 | 287.4976 | 229.9981 | 183.9985 | 147.1988 | 117.759 | [12 empty] | a: 78.8
2009-08-31 | 541315 | 541.315 | 433.052 | 346.4416 | 277.1533 | 221.7226 | 177.3781 | 141.9025 | [12 empty] | a: 76.9
2009-09-30 | 348637 | 348.637 | 278.9096 | 223.1277 | 178.5021 | 142.8017 | 114.2414 | 91.3931 | [12 empty] | a: 70.1
2009-10-31 | 413112 | 413.112 | 330.4896 | 264.3917 | 211.5133 | 169.2107 | 135.3685 | 108.2948 | [12 empty] | a: 57.6
2009-11-30 | 375618 | 375.618 | 300.4944 | 240.3955 | 192.3164 | 153.8531 | 123.0825 | 98.466 | [12 empty] | a: 50.2
2009-12-31 | 520722 | 520.722 | 416.5776 | 333.2621 | 266.6097 | 213.2877 | 170.6302 | 136.5041 |  |  |  |  | 69 | 180 | 159 | [5 empty] | a: 50
2010-01-31 | 339241 | 339.241 | 271.3928 | 217.1142 | 173.6914 | 138.9531 | 111.1625 | 88.93 |  |  |  |  | 255 | 201 | 29 | [5 empty] | a: 50
2010-02-28 | 382533 | 382.533 | 306.0264 | 244.8211 | 195.8569 | 156.6855 | 125.3484 | 100.2787 |  |  |  |  | 138 | 93 | 181 | [5 empty] | a: 50
2010-03-31 | 530646 | 530.646 | 424.5168 | 339.6134 | 271.6908 | 217.3526 | 173.8821 | 139.1057 |  |  |  |  | 237 | 68 | 54
2010-04-30 | 486900 | 486.9 | 389.52 | 311.616 | 249.2928 | 199.4342 | 159.5474 | 127.6379 |  |  |  |  | 77 | 170 | 80
2010-05-31 | 547389 | 547.389 | 437.9112 | 350.329 | 280.2632 | 224.2105 | 179.3684 | 143.4947 |  |  |  |  | 52 | 53 | 52
2010-06-30 | 491599 | 491.599 | 393.2792 | 314.6234 | 251.6987 | 201.359 | 161.0872 | 128.8697 |  |  |  |  | 189 | 82 | 163
2010-07-31 | 537392 | 537.392 | 429.9136 | 343.9309 | 275.1447 | 220.1158 | 176.0926 | 140.8741 |  |  |  |  | 13 | 157 | 219
2010-08-31 | 498925 | 498.925 | 399.14 | 319.312 | 255.4496 | 204.3597 | 163.4877 | 130.7902 |  |  |  |  | 210 | 210 | 210
2010-09-30 | 485805 | 485.805 | 388.644 | 310.9152 | 248.7322 | 198.9857 | 159.1886 | 127.3509 |  |  |  |  | 255 | 231 | 67
2010-10-31 | 508570 | 508.57 | 406.856 | 325.4848 | 260.3878 | 208.3103 | 166.6482 | 133.3186
2010-11-30 | 472981 | 472.981 | 378.3848 | 302.7078 | 242.1663 | 193.733 | 154.9864 | 123.9891
2010-12-31 | 629892 | 629.892 | 503.9136 | 403.1309 | 322.5047 | 258.0038 | 206.403 | 165.1224
2011-01-31 | 436542 | 436.542 | 349.2336 | 279.3869 | 223.5095 | 178.8076 | 143.0461 | 114.4369
2011-02-28 | 507268 | 507.268 | 405.8144 | 324.6515 | 259.7212 | 207.777 | 166.2216 | 132.9773
2011-03-31 | 599604 | 599.604 | 479.6832 | 383.7466 | 306.9972 | 245.5978 | 196.4782 | 157.1826 |  |  |  |  | DONUT
2011-04-30 | 555665 | 555.665 | 444.532 | 355.6256 | 284.5005 | 227.6004 | 182.0803 | 145.6642
2011-05-31 | 522751 | 522.751 | 418.2008 | 334.5606 | 267.6485 | 214.1188 | 171.295 | 137.036
2011-06-30 | 532632 | 532.632 | 426.1056 | 340.8845 | 272.7076 | 218.1661 | 174.5329 | 139.6263
2011-07-31 | 560302 | 560.302 | 448.2416 | 358.5933 | 286.8746 | 229.4997 | 183.5998 | 146.8798
2011-08-31 | 571137 | 571.137 | 456.9096 | 365.5277 | 292.4221 | 233.9377 | 187.1502 | 149.7201
2011-09-30 | 574235 | 574.235 | 459.388 | 367.5104 | 294.0083 | 235.2067 | 188.1653 | 150.5323
2011-10-31 | 548799 | 548.799 | 439.0392 | 351.2314 | 280.9851 | 224.7881 | 179.8305 | 143.8644 | [5 empty] | Andrew | 64.5
2011-11-30 | 539181 | 539.181 | 431.3448 | 345.0758 | 276.0607 | 220.8485 | 176.6788 | 141.3431 | [5 empty] | James | 42
2011-12-31 | 695268 | 695.268 | 556.2144 | 444.9715 | 355.9772 | 284.7818 | 227.8254 | 182.2603 | [5 empty] | Alex | 28.5
2012-01-31 | 452564 | 452.564 | 362.0512 | 289.641 | 231.7128 | 185.3702 | 148.2962 | 118.6369 | [5 empty] | Hugh | 15
2012-02-29 | 546185 | 546.185 | 436.948 | 349.5584 | 279.6467 | 223.7174 | 178.9739 | 143.1791
2012-03-31 | 652775 | 652.775 | 522.22 | 417.776 | 334.2208 | 267.3766 | 213.9013 | 171.121
2012-04-30 | 561644 | 561.644 | 449.3152 | 359.4522 | 287.5617 | 230.0494 | 184.0395 | 147.2316
2012-05-31 | 657535 | 657.535 | 526.028 | 420.8224 | 336.6579 | 269.3263 | 215.4611 | 172.3689
2012-06-30 | 636273 | 636.273 | 509.0184 | 407.2147 | 325.7718 | 260.6174 | 208.4939 | 166.7951
2012-07-31 | 580460 | 580.46 | 464.368 | 371.4944 | 297.1955 | 237.7564 | 190.2051 | 152.1641
2012-08-31 | 646332 | 646.332 | 517.0656 | 413.6525 | 330.922 | 264.7376 | 211.7901 | 169.4321
2012-09-30 | 598836 | 598.836 | 479.0688 | 383.255 | 306.604 | 245.2832 | 196.2266 | 156.9813
2012-10-31 | 557576 | 557.576 | 446.0608 | 356.8486 | 285.4789 | 228.3831 | 182.7065 | 146.1652
2012-11-30 | 588964 | 588.964 | 471.1712 | 376.937 | 301.5496 | 241.2397 | 192.9917 | 154.3934
2012-12-31 | 719533 | 719.533 | 575.6264 | 460.5011 | 368.4009 | 294.7207 | 235.7766 | 188.6213
2013-01-31 | 517949 | 517.949 | 414.3592 | 331.4874 | 265.1899 | 212.1519 | 169.7215 | 135.7772
2013-02-28 | 588706 | 588.706 | 470.9648 | 376.7718 | 301.4175 | 241.134 | 192.9072 | 154.3257
2013-03-31 | 710302 | 710.302 | 568.2416 | 454.5933 | 363.6746 | 290.9397 | 232.7518 | 186.2014
2013-04-30 | 642923 | 642.923 | 514.3384 | 411.4707 | 329.1766 | 263.3413 | 210.673 | 168.5384
2013-05-31 | 730586 | 730.586 | 584.4688 | 467.575 | 374.06 | 299.248 | 239.3984 | 191.5187
2013-06-30 | 709369 | 709.369 | 567.4952 | 453.9962 | 363.1969 | 290.5575 | 232.446 | 185.9568
2013-07-31 | 669190 | 669.19 | 535.352 | 428.2816 | 342.6253 | 274.1002 | 219.2802 | 175.4241
2013-08-31 | 763486 | 763.486 | 610.7888 | 488.631 | 390.9048 | 312.7239 | 250.1791 | 200.1433
2013-09-30 | 580634 | 580.634 | 464.5072 | 371.6058 | 297.2846 | 237.8277 | 190.2621 | 152.2097
2013-10-31 | 637682 | 637.682 | 510.1456 | 408.1165 | 326.4932 | 261.1945 | 208.9556 | 167.1645
2013-11-30 | 656743 | 656.743 | 525.3944 | 420.3155 | 336.2524 | 269.0019 | 215.2015 | 172.1612
2013-12-31 | 738777 | 738.777 | 591.0216 | 472.8173 | 378.2538 | 302.6031 | 242.0824 | 193.666
2014-01-31 | 530995 | 530.995 | 424.796 | 339.8368 | 271.8694 | 217.4956 | 173.9964 | 139.1972
2014-02-28 | 623880 | 623.88 | 499.104 | 399.2832 | 319.4266 | 255.5412 | 204.433 | 163.5464
2014-03-31 | 790160 | 790.16 | 632.128 | 505.7024 | 404.5619 | 323.6495 | 258.9196 | 207.1357
2014-04-30 | 725943 | 725.943 | 580.7544 | 464.6035 | 371.6828 | 297.3463 | 237.877 | 190.3016
2014-05-31 | 826528 | 826.528 | 661.2224 | 528.9779 | 423.1823 | 338.5459 | 270.8367 | 216.6694
2014-06-30 | 730329 | 730.329 | 584.2632 | 467.4106 | 373.9284 | 299.1428 | 239.3142 | 191.4514
2014-07-31 | 758001 | 758.001 | 606.4008 | 485.1206 | 388.0965 | 310.4772 | 248.3818 | 198.7054
2014-08-31 | 831028 | 831.028 | 664.8224 | 531.8579 | 425.4863 | 340.3891 | 272.3113 | 217.849
2014-09-30 | 676427 | 676.427 | 541.1416 | 432.9133 | 346.3306 | 277.0645 | 221.6516 | 177.3213
2014-10-31 | 695630 | 695.63 | 556.504 | 445.2032 | 356.1626 | 284.93 | 227.944 | 182.3552
2014-11-30 | 717135 | 717.135 | 573.708 | 458.9664 | 367.1731 | 293.7385 | 234.9908 | 187.9926
2014-12-31 | 841764 | 841.764 | 673.4112 | 538.729 | 430.9832 | 344.7865 | 275.8292 | 220.6634
2015-01-31 | 631509 | 631.509 | 505.2072 | 404.1658 | 323.3326 | 258.6661 | 206.9329 | 165.5463
2015-02-28 | 694690 | 694.69 | 555.752 | 444.6016 | 355.6813 | 284.545 | 227.636 | 182.1088
2015-03-31 | 826456 | 826.456 | 661.1648 | 528.9318 | 423.1455 | 338.5164 | 270.8131 | 216.6505
2015-04-30 | 800092 | 800.092 | 640.0736 | 512.0589 | 409.6471 | 327.7177 | 262.1741 | 209.7393
2015-05-31 | 881742 | 881.742 | 705.3936 | 564.3149 | 451.4519 | 361.1615 | 288.9292 | 231.1434
2015-06-30 | 810991 | 810.991 | 648.7928 | 519.0342 | 415.2274 | 332.1819 | 265.7455 | 212.5964
2015-07-31 | 859650 | 859.65 | 687.72 | 550.176 | 440.1408 | 352.1126 | 281.6901 | 225.3521
2015-08-31 | 898625 | 898.625 | 718.9 | 575.12 | 460.096 | 368.0768 | 294.4614 | 235.5692
2015-09-30 | 836381 | 836.381 | 669.1048 | 535.2838 | 428.2271 | 342.5817 | 274.0653 | 219.2523
2015-10-31 | 845248 | 845.248 | 676.1984 | 540.9587 | 432.767 | 346.2136 | 276.9709 | 221.5767
2015-11-30 | 783709 | 783.709 | 626.9672 | 501.5738 | 401.259 | 321.0072 | 256.8058 | 205.4446
2015-12-31 | 999918 | 999.918 | 799.9344 | 639.9475 | 511.958 | 409.5664 | 327.6531 | 262.1225
2016-01-31 | 670345 | 670.345 | 536.276 | 429.0208 | 343.2166 | 274.5733 | 219.6586 | 175.7269
2016-02-29 | 779547 | 779.547 | 623.6376 | 498.9101 | 399.1281 | 319.3025 | 255.442 | 204.3536
2016-03-31 | 918435 | 918.435 | 734.748 | 587.7984 | 470.2387 | 376.191 | 300.9528 | 240.7622
2016-04-30 | 887315 | 887.315 | 709.852 | 567.8816 | 454.3053 | 363.4442 | 290.7554 | 232.6043
2016-05-31 | 899721 | 899.721 | 719.7768 | 575.8214 | 460.6572 | 368.5257 | 294.8206 | 235.8565
2016-06-30 | 902792 | 902.792 | 722.2336 | 577.7869 | 462.2295 | 369.7836 | 295.8269 | 236.6615
2016-07-31 | 925097 | 925.097 | 740.0776 | 592.0621 | 473.6497 | 378.9197 | 303.1358 | 242.5086
2016-08-31 | 926567 | 926.567 | 741.2536 | 593.0029 | 474.4023 | 379.5218 | 303.6175 | 242.894
2016-09-30 | 873649 | 873.649 | 698.9192 | 559.1354 | 447.3083 | 357.8466 | 286.2773 | 229.0218
2016-10-31 | 859659 | 859.659 | 687.7272 | 550.1818 | 440.1454 | 352.1163 | 281.6931 | 225.3544
2016-11-30 | 863415 | 863.415 | 690.732 | 552.5856 | 442.0685 | 353.6548 | 282.9238 | 226.3391
2016-12-31 | 1080063 | 1080.063 | 864.0504 | 691.2403 | 552.9923 | 442.3938 | 353.915 | 283.132
2017-01-31 | 726293 | 726.293 | 581.0344 | 464.8275 | 371.862 | 297.4896 | 237.9917 | 190.3934